## Project Summary
| PROJECT SUMMARY SHEET | PROJECT SUMMARY SHEET
Bill No. | Description | Total Costs Excluding VAT (AED)
1 | GENERAL ITEMS | 6055000
2 | AL DHAHER | 12197350.7576
3 | NAHEL | 14475731.1413
4 | AL SAAD | 15821229.883
5 | SWEIHAN | 12532256.7229
6 | DAYWORKS | 166171.5
| Total Costs Excluding VAT ( AED) | 61247740.0048
| Total Value Added Tax (VAT/5%) (AED) | 3062387.0002
| Total Costs Including VAT (AED) | 64310127.0051
| Total Costs in Words Excluding VAT (AED): | Dirhams Sixty-one million, two hundred forty-seven thousand, seven hundred forty.
| VAT Amount in Words (AED): | Dirhams Three million, sixty-two thousand, three hundred eighty-seven
| Total Costs in Words Including VAT (AED): | Dirhams Sixty-four million, three hundred ten thousand, one hundred twenty-seven and one Fils
ABU DHABI DISTRIBUTION COMPANY PJSC
(TAQA Distribution )
Tender Title : Improvement of Exisiting Tanker Filling Station at Al Ain Area
Tender No. A-20669
Bidder Name: Pure Water Technology. LLC
Date: 12th September, 2025

## GENERAL ITEMS
Bill No.1, GENERAL ITEMS
Sl.No | Description | UNIT | Quantity (Q) | Unit Rate AED (A) | Total Line Costs Ecxluding VAT B= AED (Q X A)
1.01 | Procedures
| Allow for all costs involved in the preparation and submission of all procedures, co-ordination, method statements etc., required for the implementation of the works such as construction and shutdown requirements, testing and commissioning etc. all according to specifications | Lump sum | 1 | 50000 | 50000
1.02 | Planning and Progress Reporting
| Allow for all costs involved in the preparation and submission of daily, weekly and monthly planning and progress reporting including reports, photographs etc. all according to specifications. | Lump sum | 1 | 15000 | 15000
1.03 | Design, Shop Drawings & Documents
1.03.1 | Allow for all costs involved in the preparation and submission of all required drawings (compatible with TAQA 's Version of Auto CAD) including all details, shop drawings, vendor drawings, calculations, sketches, graphs and other documentation associated with the work, all according to specifications and according to TAQA GIS specifications. | Lump sum | 1 | 350000 | 350000
1.04 | AS-BUILT DOCUMENTATION
Allow for all costs involved in the preparation and submission of As-Built Drawings (compatible with TAQA's Version of Auto CAD) showing accurately to scale full details of installation, sizes and dimensions of pipes, connections, etc., as constructed, all according to specifications and according to TAQA GIS specifications and to be submitted as follows :
1.04.1 | Three (3) sets of all As-Built drawings compatible with TAQA GIS specifications and projection for new drawings and scanned for existing modified drawings submitted in computer DVD or compacted discs (CD) | Lump sum | 1 | 25000 | 25000
1.04.2 | Three (3) sets including soft copies of all As Built drawings to be submitted to the TPD as per the TPD requirements and as per the CDMS license agreement including obtaining the final approval of the TPD for the As Built Drawings | Lump sum | 1 | 25000 | 25000
1.04.3 | Three (3) sets of As-Built Record Manuals containing all documents of equipment, materials etc. used for the project with records of their test certificates, calibration, and setting values all properly indexed and bounded in size files with hard covers. | Lump sum | 1 | 25000 | 25000
1.05 | OPERATION AND MAINTENANCE MANUALS
1.05.1 | Allow for all costs involved in the preparation and submission of one (1) set of operation and maintenance manuals (hard +soft copy) containing clear and precise instructions of operation and maintenance procedures with reference to the appropriate drawings and inclusive of the required related As-Built drawings. | Lump sum | 1 | 25000 | 25000
1.06 | TEMPORARY FACILITIES FOR TQD Engineer (SITE OFFICE)
1.06.1 | Allow for all costs involved in provision of the required temporary facilities (site office) and services for the sole use of TAQA / Engineers all in accordance with the Specification. | Lump sum | 1 | 3200000 | 3200000
1.06.2 | Maintenance and running cost for above site office for TAQA Engineer during construction period complete as specified. | Lump sum | 1 | 180000 | 180000
1.07 | Temporary Facilities for Construction
1.07.1 | Allow for all costs involved in setting up, maintenance, running costs etc. for all required temporary facilities for the construction including site preparation, workshops, fabrication yards, stores, sheds, site office, accommodation, first aid facilities, access roads etc. all according to the specification. | Lump sum | 1 | 2000000 | 2000000
1.08 | Mobilization
1.08.1 | Allow for all costs involved in mobilization of all labor, supervision personnel, construction material, equipment & plant, transport, consumables etc. which are required to set up the site including site office, fire and safety equipment all according to specifications. | Lump sum | 1 | 120000 | 120000
1.09 | Demobilization
1.09.1 | Allow for all costs for demobilization of personnel and removal from site of all constructional plant, surplus material, site offices, rubbish, temporary work and any other kind of works not being part of the permanent works and leave the whole of the site and work, clean and in a workmanlike condition to the satisfaction of the TAQA Engineer. | Lump sum | 1 | 40000 | 40000
| Total Costs for Bill No.1 excluding VAT (AED) |  |  |  | 6055000
Tender Title : Improvement of Exisiting Tanker Filling Station at Al Ain Area
Tender No. A-20669
Bidder Name: Pure Water Technology. LLC
Date: 12th September, 2025
ABU DHABI DISTRIBUTION COMPANY PJSC
(TAQA Distribution )

## ALDhaher-Summary
SUMMARY SHEET- AL DHAHER
Bill No. | Description | Total Costs Excluding VAT (AED)
1 | SUPPLY OF PIPEWORKS | 673272.0905
2 | CIVIL WORKS | 3543338.759 | .
3 | ELECTRICAL WORKS | 2504427.0782
4 | CONSTRUCTION OF PIPELINES | 380969.5946
5 | INSTRUMENTATION AND CONTROL/ SCADA | 5095343.2353
| Total Costs Excluding VAT ( AED) | 12197350.7576
| Total Value Added Tax (VAT/5%) (AED) | 609867.5379
| Total Costs Including VAT (AED) | 12807218.2955
| Total Costs in Words Excluding VAT (AED): | Dirhams Twelve million, one hundred ninety-seven thousand, three hundred fifty and seventy-six Fils
| VAT Amount in Words (AED): | Dirhams Six hundred nine thousand, eight hundred sixty-seven and fifty-four Fils
| Total Costs in Words Including VAT (AED): | Dirhams Twelve million, eight hundred seven thousand, two hundred eighteen and thirty Fils
ABU DHABI DISTRIBUTION COMPANY PJSC
(TAQA Distribution )
Tender Title : Improvement of Exisiting Tanker Filling Station at Al Ain Area
Tender No. A-20669

## AL Dhaher Bill 01
Bill No.1, SUPPLY OF PIPEWORKS
Sl.No | Description | UNIT | Quantity (Q) | Unit Rate AED (A) | Total Line Costs Ecxluding VAT B= AED (Q X A)
Storm Water Works
1.001 | Supply the following ISO standard uPVC including warning tape and all other accessories as per TAQA standard specifications | Lump Sum | 1 | 4147.3461 | 4147.3461
Sewerage Works
1.002 | Supply the following ISO standard uPVC including warning tape and all other accessories as per TAQA standard specifications | Lump Sum | 1 | 2862.4256 | 2862.4256
Gully Trap
1.003 | Supply the following ISO standard Gully trap including all other accessories as per TAQA standard specifications | Lump Sum | 1 | 225.8671 | 225.8671
Potable Water Works
Ductile Iron (DI) Pipe
Supply and Install DI pipe as specified complete with installation of detectable warning tapes and other accessories all in accordance with TAQA standard specification, data sheet and drawings.
1.004 | DI - Standard Socket Spigot pipes | Lump Sum | 1 | 65745.9429 | 65745.9429
HDPE Pipe
1.005 | Supply ISO Standard HDPE pipes, fittings, all in accordance with TAQA standard specification, data sheet and drawings. | Lump Sum | 1 | 52597.628 | 52597.628
Gate Valves
1.006 | Supply of PN 16 Manual Gate Valves above ground in accordance with specification, drawings and data sheet. | Lump Sum | 1 | 3811.1852 | 3811.1852
Air Valves
1.007 | Supply of Air Valves in accordance with specification, drawings and data sheet. | Lump Sum | 1 | 3241.9362 | 3241.9362
Bulk Connection Chamber Valves & Fittings
1.008 | Supply of Manual Check Valves & Fittings in accordance with specification, drawings and data sheet. | Lump Sum | 1 | 10605.0836 | 10605.0836
1.009 | Supply of Manual Butterfly Valves & Fittings in accordance with specification, drawings and data sheet. | Lump Sum | 1 | 10297.6759 | 10297.6759
1.01 | Supply of Settlement Type Electromagnetic Flow Meter & Fittings on 355mm dia line in accordance with specification, drawings and data sheet. | Lump Sum | 1 | 56222.7495 | 56222.7495
1.011 | Supply of Control Valve & Fittings in accordance with specification, drawings and data sheet. | Lump Sum | 1 | 36220.094 | 36220.094
Flange Connection Chamber Fittings
1.012 | Supply of Flange Connection Chamber Fittings in accordance with specification, drawings and data sheet. | Lump Sum | 1 | 808.1025 | 808.1025
Wash Out Valves
1.013 | Supply of Wash Out Valves in accordance with specification, drawings and data sheet. | Lump Sum | 1 | 9222.9458 | 9222.9458
Bip Tap
1.014 | Supply of BIP TAP including all fittings and accessories | Lump Sum | 1 | 451.7343 | 451.7343
Flow Meter Validation Unit
1.015 | Supply flow meter validation unit with validation software all as per specifications. The unit shall be supplied with power supply with rechargeable batteries and integral charger unit. | Lump Sum | 1 | 32123.3274 | 32123.3274
Flow Control Valve
1.015a | Supply a flow control valve for the above-ground (vertical pipeline) validation unit, complete with validation software, in full compliance with the project specifications. The unit shall include a power supply with rechargeable batteries and an integral charging unit, ensuring continuous and reliable operation. All components shall be suitable for the intended application and delivered ready for installation and commissioning. | Lump Sum | 1 | 52063.2686 | 52063.2686
Electromagnetic Flow Meter
1.016 | Supply of 4" flow meter. all in accordance with specification, data sheet and drawings. | Lump Sum | 1 | 292655.7192 | 292655.7192
PPR Pipes
1.017 | Supply , PPR 20-25mm pipes Including valves and chambers all as specified and shown on drawings. | Lump Sum | 1 | 2234.1875 | 2234.1875
Flexible hoses
1.018 | Supply of PN 16 Flexible hoses of sufficient length, with one end flanged and necessary attachments including fasteners, gaskets etc. for filling bays as specified. | Lump Sum | 1 | 24694.8079 | 24694.8079
Booster Set
Domestic water booster set, with two or three vertical multi-stage pumps as shown on drawings, control box, skid mounted, installed, connected and tested complete with stainless steel headers, pump individual isolating ball valves, check valves, isolating butterfly valves PN 20, lug and wafer type lever operated, strainer cast iron body PN 20, flexible connections, concrete inertia pad, house pad, vibration eliminator pad, low level control float switches, pressure switch and controls all supplied from pump manufacturer diaphragm tank (s), food quality synthetic rubber membrane, steel painted body, working pressure 10 bars with isolating valve and pressure gauge, electric connections, wiring and accessories all as specified and shown on the drawings.
1.19 | Water booster set 1 duty + I standby 1.0 L/S @30m head each pump | Lump Sum | 1 | 13040.0632 | 13040.0632
| Total Costs for Bill No.1 excluding VAT (AED) |  |  |  | 673272.0905
ABU DHABI DISTRIBUTION COMPANY PJSC
(TAQA Distribution )
Tender A-20669
Tender Title: Improvement of Exisiting Tanker Filling Station at Al Ain Area-
Al Dhaher

## AL Dhaher-Bill 02
_
Bill No.2, CIVIL WORKS
Sl.No | Description | UNIT | Quantity (Q) | Unit Rate AED (A) | Total Line Costs Ecxluding VAT B= AED (Q X A)
Trial trench and Trial pits
2.001 | Trial trench and Trial pits | Lump Sum | 1 | 6512.0008 | 6512.0008
Trenches for Pipelines
Excavate and Backfill Trenches for Pipelines
Excavate, dewater and backfill trenches for pipelines including shoring, surveying, etc. for a maximum cover to pipelines of 1.2 m as per specification and as shown in drawings for the following sizes of pipelines
PPR Pipelines
2.002 | PPR Pipelines | Lump Sum | 1 | 16716.1371 | 16716.1371
DI Pipelines
2.003 | DI Pipelines | Lump Sum | 1 | 69669.4346 | 69669.4346
HDPE Pipelines
2.004 | HDPE Pipelines | Lump Sum | 1 | 85982.0617 | 85982.0617
uPVC Pipelines for Storm Water Works
2.005 | uPVC Pipelines | Lump Sum | 1 | 19225.7721 | 19225.7721
uPVC Pipelines for Sewerage Works
2.006 | uPVC Pipelines | Lump Sum | 1 | 16716.1371 | 16716.1371
E.O.I for Excavate and Backfill Trenches for Pipelines
E.O.I. for excavation of every additional 500 mm excavation depth exceeding 1.2 m cover, including dewatering, shoring, backfilling and disposal of surplus material all as per specification for the following sizes of pipelines
PPR Pipelines
2.007 | PPR Pipelines | Lump Sum | 1 | 4920.8528 | 4920.8528
DI Pipelines
2.008 | DI Pipelines | Lump Sum | 1 | 4920.8528 | 4920.8528
HDPE Pipelines
2.009 | DI Pipelines | Lump Sum | 1 | 4920.8528 | 4920.8528
uPVC Pipelines for Storm Water Works
2.01 | uPVC Pipelines | Lump Sum | 1 | 4920.8528 | 4920.8528
uPVC Pipelines for Sewerage Works
2.011 | uPVC Pipelines | Lump Sum | 1 | 4920.8528 | 4920.8528
2.012 | E.O.I for excavation in rock using rock breaker including disposal of excavated material as per the Municipality requirements - the rock should be classified as per specs by lab test | Lump Sum | 1 | 4920.8528 | 4920.8528
2.013 | E.O.I. for supply, place and compact aPPRoved imported bedding / fill material/gatch including disposal of surplus material as per specifications and as ordered and authorized by TAQA Engineer | Lump Sum | 1 | 4920.8528 | 4920.8528
2.014 | General excavation for any other purpose including dewatering, backfilling as required or instructed by TAQA Engineer. | Lump Sum | 1 | 22741.2293 | 22741.2293
Construction of Manholes and Facilities at Pipelines for Storm Water Works
2.015 | Manholes including excavation, dewatering, shoring, backfilling, concrete works including the Removable cover slab, benching, blinding and screeds connection joints and protection coating to all internal concrete surfaces, waterproofing , tanking , heavy duty ductile cover & frame, complete in all respect as detailed on drawing and as per specification | Lump Sum | 1 | 77523.1157 | 77523.1157
Construction of Manholes and Facilities at Pipelines for Sewer Works
2.016 | Manholes including excavation, dewatering, shoring, backfilling, concrete works including the Removable cover slab, benching, blinding and screeds connection joints and protection coating to all internal concrete surfaces, waterproofing , tanking , heavy duty ductile cover & frame, complete in all respect as detailed on drawing and as per specification | Lump Sum | 1 | 91075.1444 | 91075.1444
2.017 | Construction Storm water channels excavation, dewatering, shoring, backfilling, concrete works including the gratings complete in all respect as detailed on drawing and as per specification | Lump Sum | 1 | 148452.3358 | 148452.3358
2.018 | Construction of Concrete support (thrust blocks) for fittngs including reinforcement, formwork, backfilling etc. as per authority requirements, specifications and drawings | Lump Sum | 1 | 29690.4672 | 29690.4672
Backdrops
2.019 | Construction of Backdrop complete with concrete surround as per SWS standard drawing | Lump Sum | 1 | 16730.8997 | 16730.8997
Construction of Chambers, and Facilities at Pipelines
Construction of Concrete Chambers
Construct reinforced concrete chambers, as per TAQA's standard specification with precast cover slab for chambers on pipelines including the supply of all materials complete with protection board and water proofing of outside walls from top to bottom water stop at construction joints, installation of hot dipped galvanized lifting hooks in cover slab, supports for valve spindle extension casting in of anchor flange sealing flange (water stop),access cover frame, surface box, chamber indication plate owner information plate ventilation pipes bolting of aluminum ladder excavation dewatering, backfilling, etc., all as per specification and as shown on tender drawings (for lifting hooks, ladder, vent pipes, chamber protection & water stop) all as directed and authorized by AADC Engineer (not include supply of pipework inside chambers)
2.02 | Gate Valve Chamber (s) as per Drawing | Lump Sum | 1 | 21651.7525 | 21651.7525
2.021 | Air Valve Chamber (s) as per Drawing | Lump Sum | 1 | 21651.7525 | 21651.7525
2.022 | Wash Out Valve Chamber (s) as per Drawing | Lump Sum | 1 | 21651.7525 | 21651.7525
2.023 | Flange Connection Chamber (s) as per Drawing | Lump Sum | 1 | 21651.7525 | 21651.7525
2.024 | Bulk Connection Chamber (s) as per Drawings | Lump Sum | 1 | 30017.2024 | 30017.2024
2.025 | Manual Check Valve Chamber (s) as per Drawings | Lump Sum | 1 | 21651.7525 | 21651.7525
GRP Tank
2.026 | Supply, GRP tank glass reinforced plastic construction, GRP panel not less than 8mm, insulation 25mm, all as specified and shown on drawings. | Lump Sum | 1 | 6023.1239 | 6023.1239
2.027 | Install,test and commissioning GRP tank glass reinforced plastic construction, GRP panel not less than 8mm, insulation 25mm, all as specified and shown on drawings. | Lump Sum | 1 | 4015.4159 | 4015.4159
Structural Steel Column for Ladder Support
2.028 | Supply, fabrication, and installation of structural steel column for ladder support, including all required base plates, anchor bolts, connections, welding, surface treatment , and complete erection at site. Works shall be carried out as per approved drawings, specifications, and relevant standards. All associated materials, labor, equipment, and coordination are to be included to complete the item in all respects. | Lump Sum | 1 | 116091.3604 | 116091.3604
Steel Ladders
2.029 | Supply and Install Steel adjustable ladder including supporting frame, shade and hand rail as shown on drawing | Lump Sum | 1 | 62510.7325 | 62510.7325
Car Parking Shed
2.03 | Car Parking Shed including post, foundation and designated signages all as specified and shown on drawings. | Lump Sum | 1 | 33461.7993 | 33461.7993
Garbage Containers
2.031 | Garbage containers and bins with lid all as specified and shown on drawings. | Lump Sum | 1 | 1806.9372 | 1806.9372
Road Surface Markings
Surface markings
2.032 | In accordance with Traffic Control Devices Manual on uniform traffic control devices TR-511 Surface markings including all necessary preparation works, etc.; all in accordance with Road Markings Plan drawings and specifications | Lump Sum | 1 | 6451.4349 | 6451.4349
Traffic Signs
2.033 | Supply In accordance with Traffic Control Devices Manual Second Edition September 2020 of Abu Dhabi City Municipality Warning and Regulatory Sign and Posts etc.; all in accordance with Traffic Device Plan drawings and Specification | Lump Sum | 1 | 8833.915 | 8833.915
2.034 | Install In accordance with Traffic Control Devices Manual Second Edition September 2020 of Abu Dhabi City Municipality Warning and Regulatory Sign and Posts including all necessary civil works, etc.; all in accordance with Traffic Device Plan drawings and Specification | Lump Sum | 1 | 18738.6076 | 18738.6076
Concrete Works
2.035 | Concrete encasement for road crossing pipes for sewerage including all related works | Lump Sum | 1 | 100385.398 | 100385.398
2.035 | Reinforced concrete Coloumn including Concrete foundation, Aluminum Cladding, Steel Truss, Tension cables, 40mm mild steel painted hollow section, lighting, telephone etc as shown on drawing | Lump Sum | 1 | 20077.0796 | 20077.0796
2.036 | Reinforced concrete pedestal for steel ladders as shown on drawing | Lump Sum | 1 | 14303.4038 | 14303.4038
2.037 | Reinforced concrete foundation for LED Screen as shown on drawing | Lump Sum | 1 | 30115.6194 | 30115.6194
2.038 | Reinforced concrete foundation for 14m light pole as shown on drawing | Lump Sum | 1 | 176657.142 | 176657.142
2.037 | Concrete Paving including underneath layers all as specified and shown on drawings. | Lump Sum | 1 | 181331.1637 | 181331.1637
2.039 | Supply of Concrete interlock concrete pedestrian paving block; Including sand bed. | Lump Sum | 1 | 18403.9896 | 18403.9896
2.04 | Installation of Concrete interlock concrete pedestrian paving block; Including sand bed all as specified and shown on drawings. | Lump Sum | 1 | 18403.9896 | 18403.9896
2.041 | Supply of Concrete interlock concrete vehicular paving block; Including sand bed. | Lump Sum | 1 | 24969.1947 | 24969.1947
2.042 | Installation of Concrete interlock concrete vehicular paving block; Including sand bed all as specified and shown on drawings. | Lump Sum | 1 | 24969.1947 | 24969.1947
2.043 | Supply of Kerbs, Wheel Stoppers all in accordance with drawing and specifications | Lump Sum | 1 | 7602.5208 | 7602.5208
2.044 | Installation of Kerbs, Wheel stoppers complete including excavation, concrete foundation and haunching, cement mortar and backfilling (where required) etc. ; all in accordance with drawing and specifications | Lump Sum | 1 | 7602.5208 | 7602.5208
2.045 | Supply of Chlorinated rubber based paint for kerb, colour as per specification and as directed by the Engineer. | Lump Sum | 1 | 3445.2269 | 3445.2269
2.046 | Installation of Chlorinated rubber based quick drying paint for kerbs applied in two coats to exposed faces of concrete kerbs and road separator; colour as per specification and as directed by the Engineer. | Lump Sum | 1 | 2871.0224 | 2871.0224
NDRC
2.047 | Supply and installation of Non-Destructive Road Crossing for potable water pipelines, including all necessary materials, equipment, and labor. The scope includes trenchless installation of ducts beneath existing roads or pavements without excavation, ensuring minimal disruption to traffic and surface conditions. Works involve laying, jointing, and pressure testing of ducts in compliance with potable water standards, project specifications, and safety regulations. | Lump Sum | 1 | 84855.1864 | 84855.1864
Buildings
Construct the buildings including excavation, backfilling, disposal of surplus material, anti-termite treatment, waterproofings, shoring works, plain cement concrete works, screed, reinforced concrete works, masonry works, metal works, internal finishes, external finishes, doors and windows, all necessary complete all as specified, as shown on the drawings and as per Engineer's approval.
2.048 | Office, Guard Room, Operator Room & drivers toilet | Lump Sum | 1 | 1429819.3397 | 1429819.3397
Gates, Fences and Barbed Wires
2.049 | Supply Automatic Gate Barrier with Arm | Lump Sum | 1 | 60231.2388 | 60231.2388
2.05 | Install Automatic Gate Barrier with Arm all in accordance with drawing and specifications | Lump Sum | 1 | 21750.1696 | 21750.1696
Removal, Refurbishment and Demolishing of Miscellaneous Objects
Demolition
2.051 | Take up and remove by existing concrete base including underneath layers and dispose to approved tip. | Lump Sum | 1 | 18305.5726 | 18305.5726
2.052 | Demolition of existing Kerbs and dispose to approved tip. | Lump Sum | 1 | 21532.6679 | 21532.6679
2.053 | Demolition of Existing 2.1m Boundary wall including foundation and dispose to approved tip. | Lump Sum | 1 | 90572.7254 | 90572.7254
2.054 | Demolition of existing Storm water channels and dispose to approved tip. | Lump Sum | 1 | 16730.8997 | 16730.8997
2.055 | Removal of existing 180mm HDPE pipe including valves, fittings and handover to Client Store | Lump Sum | 1 | 2278.7485 | 2278.7485
2.056 | Removal of existing 150mm DI pipe including valves, fittings and handover to Client Store | Lump Sum | 1 | 5814.2829 | 5814.2829
2.057 | Removal of existing Interlocking tiles including underneath layers and handover tiles to Client Store | Lump Sum | 1 | 17968.9862 | 17968.9862
2.058 | Demolition of the existing GI metal sheet Buildings for drivers rest area and dispose to approved tip. | Lump Sum | 1 | 6692.3599 | 6692.3599
2.059 | Removal of the existing Prefab structures and hand over to Client store | Lump Sum | 1 | 3346.1799 | 3346.1799
2.06 | Removal and relocation of existing Parking Shades including posts, foundation and install designated signages. | Lump Sum | 1 | 16730.8997 | 16730.8997
2.061 | Removal and relocation of existing services | Lump Sum | 1 | 6692.3599 | 6692.3599
2.062 | Removal of existing Tanker Filling Bays and handover to Client store | Lump Sum | 1 | 8365.4498 | 8365.4498
2.063 | Removal of existing water cooler and hand over to client store | Lump Sum | 1 | 1003.854 | 1003.854
2.064 | Refurbishment & Painting of existing gates | Lump Sum | 1 | 1673.09 | 1673.09
Miscellaneous Items
Chain link fence
2.065 | Supply of chain link fence for unauthorised tankers | Lump Sum | 1 | 6739.2064 | 6739.2064
2.066 | Installation of chain link fence for unauthorised tankers | Lump Sum | 1 | 6739.2064 | 6739.2064
2.067 | Supply metal gates | Lump Sum | 1 | 12046.2478 | 12046.2478
2.068 | Install metal gates all in accordance with drawing and specifications | Lump Sum | 1 | 4015.4159 | 4015.4159
2.069 | Supply Water Cooler | Lump Sum | 1 | 2342.326 | 2342.326
2.07 | Install Water Cooler all in accordance with drawing and specifications | Lump Sum | 1 | 1204.6248 | 1204.6248
2.071 | Supply HSE Sign Boards | Lump Sum | 1 | 2141.5552 | 2141.5552
2.072 | Install HSE Sign Boards | Lump Sum | 1 | 803.0832 | 803.0832
2.073 | Construction of Temporary tanker filling arrangement with 2 fillling bays including access road. | Lump Sum | 1 | 30115.6194 | 30115.6194
| Total Costs for Bill No.2 excluding VAT (AED) |  |  |  | 3543338.759
ABU DHABI DISTRIBUTION COMPANY PJSC
(TAQA Distribution )
Tender A-20669
Tender Title: Improvement of Exisiting Tanker Filling Station at Al Ain Area-
Al Dhaher

## AL Dhaher-Bill 03
Bill No.3, Electrical Works
Sl.No | Description | UNIT | Quantity (Q) | Unit Rate AED (A) | Total Line Costs Ecxluding VAT B= AED (Q X A)
Electrical
LV Cable
3.001 | Supply of LV Cables as per drawings and specifications | Lump Sum | 1 | 25880.1085 | 25880.1085
3.002 | Installation of LV Cables as per drawings and specifications | Lump Sum | 1 | 15528.0651 | 15528.0651
CAT 6 Cables
3.003 | Supply of CAT 6 Cables as per drawings and specifications | Lump Sum | 1 | 14762.5585 | 14762.5585
3.004 | Installation OF CAT 6 Cables as per drawings and specifications | Lump Sum | 1 | 4758.2679 | 4758.2679
FOC Cables
3.005 | Supply of FOC Cables as per drawings and specifications | Lump Sum | 1 | 14762.5585 | 14762.5585
3.006 | Installation OF FOC Cables as per drawings and specifications | Lump Sum | 1 | 3172.1786 | 3172.1786
uPVC Ducts
3.007 | Supply of uPVC ducts including , end caps, draw ropes, aluminium duct marker, warning tapes, cable tiles etc;complete; as per drawings, specification and authority requirement | Lump Sum | 1 | 41827.2492 | 41827.2492
3.008 | Installation of uPVC ducts including excavation, shuttering, reinforcement, concrete encasement, back filling, reinstatement, end caps, draw ropes, aluminium duct marker, warning tapes, cable tiles etc;complete; as per drawings, specification and authority requirement | Lump Sum | 1 | 17567.4447 | 17567.4447
Road Crossing uPVC Ducts for LV, FOC & CAT Cables
3.009 | Supply of uPVC ducts complete; as per drawings, specification and authority requirement | Lump Sum | 1 | 20913.6246 | 20913.6246
3.01 | Installation of uPVC ducts including excavation, shuttering, reinforcement, concrete encasement, back filling, reinstatement, end caps, draw ropes, aluminium duct marker, warning tapes, cable tiles etc;complete; as per drawings, specification and authority requirement | Lump Sum | 1 | 7528.9049 | 7528.9049
Manholes
3.011 | Manholes including excavation, backfilling, concrete works, blinding and screeds connection joints and protection coating to all internal concrete surfaces, waterproofing, cover & frame, complete in all respect as detailed on drawing and as per specification | Lump Sum | 1 | 101054.634 | 101054.634
Main Distribution Board (MDB)
3.012 | Supply, Main Distribution Board(MDB) complete including enclosure, bus bars, circuit breakers, and insulators, complete all as specified and as shown on drawings. | Lump Sum | 1 | 541293.8129 | 541293.8129
3.013 | Installed, connected, and tested, complete including enclosure, bus bars, circuit breakers, and insulators,complete all as specified and as shown on drawings. |  | 1 | 24604.2642 | 24604.2642
Distribution Board(DB)
3.014 | Supply, Distribution board complete including enclosure, bus bars, circuit breakers, and insulators, etc... complete all as specified and as shown on drawings. | Lump Sum | 1 | 49208.5284 | 49208.5284
3.015 | Install, Distribution board connected, and tested, complete including enclosure, bus bars, circuit breakers, and insulators, etc... complete all as specified and as shown on drawings. | Lump Sum | 1 | 12302.1321 | 12302.1321
Single Pole and Neutral (SPN) Isolator 20A
3.016 | Supply, Single Pole and Neutral (SPN) Isolator 20A complete all as specified and as shown on drawings. | Lump Sum | 1 | 1505.781 | 1505.781
3.017 | Install, connected, and tested, Single Pole and Neutral (SPN) Isolator 20A complete all as specified and as shown on drawings. | Lump Sum | 1 | 903.4686 | 903.4686
Capacitor Bank 12.5 KVAR
3.018 | Supply, Capacitor Bank 12.5 KVAR complete all as specified and as shown on drawings. | Lump Sum | 1 | 49208.5284 | 49208.5284
3.019 | Install, connected, and tested, Capacitor Bank 12.5 KVAR complete all as specified and as shown on drawings. | Lump Sum | 1 | 9841.7057 | 9841.7057
Electrical Meter IP55 Metal Case Meter Enclosure Recessed on wall
3.02 | Supply, Electrical Meter 83A IP55 Metal Case Meter Enclosure Recessed on wall complete all as specified and as shown on drawings. | Lump Sum | 1 | 9841.7057 | 9841.7057
3.021 | Install, connected, and tested, Electrical Meter 83A IP55 Metal Case Meter Enclosure Recessed on wall complete all as specified and as shown on drawings. | Lump Sum | 1 | 2460.4264 | 2460.4264
LED SCREEN
3.022 | Supply, LED SCREEN complete all as specified and as shown on drawings. | Lump Sum | 1 | 9841.7057 | 9841.7057
3.023 | Install, connected, and tested, LED SCREEN complete all as specified and as shown on drawings. | Lump Sum | 1 | 1279.9138 | 1279.9138
Telecommunication System
3.024 | Supply UPVC ducts complete; as per drawings, specification and authority requirement | Lump Sum | 1 | 3178.8709 | 3178.8709
3.025 | Installation of upvc ducts including excavation, back filling, reinstatement, end caps, draw ropes, aluminium duct marker, warning tapes etc;complete; as per drawings, specification and authority requirement | Lump Sum | 1 | 1907.3226 | 1907.3226
Manholes / Joint Boxes
3.026 | Construct Reinforced concrete Manholes complete including excavation, filling, Manhole concrete, formwork, water proofing, cover & frame etc. in accordance with drawings, specifications and authority requirements. | Lump Sum | 1 | 29011.38 | 29011.38
Telecom Box
3.027 | Supply, Telecom Box complete all as specified and as shown on drawings. | Lump Sum | 1 | 75289.0485 | 75289.0485
3.028 | Install, connected, and tested, Telecom Box including Foundation complete all as specified and as shown on drawings. | Lump Sum | 1 | 45173.4291 | 45173.4291
Main Distribution Frame (MDF)
3.029 | Supply, Main Distribution Frame (MDF) complete all as specified and as shown on drawings. | Lump Sum | 1 | 37644.5243 | 37644.5243
3.03 | Install, connected, and tested, Main Distribution Frame (MDF) including Foundation complete all as specified and as shown on drawings. | Lump Sum | 1 | 22586.7146 | 22586.7146
ANPR Camera ( Part of Tanker Management System) ( Mounted Height 3M )
3.031 | Supply, ANPR Camera ( Part of Tanker Management System) ( Mounted Height 3M ) complete all as specified and as shown on drawings. | Lump Sum | 1 | 15039.4057 | 15039.4057
3.032 | Install, ANPR Camera ( Part of Tanker Management System) ( Mounted Height 3M ) complete all as specified and as shown on drawings. | Lump Sum | 1 | 9023.6434 | 9023.6434
ANPR Camera Pole 3M Height
3.033 | Supply, Camera Pole 3M Height complete all as specified and as shown on drawings. | Lump Sum | 1 | 2927.9074 | 2927.9074
3.034 | Install, Camera Pole 3M Height including Foundation complete all as specified and as shown on drawings. | Lump Sum | 1 | 1756.7445 | 1756.7445
Area Lighting
3.035 | Supply, Flood Light complete all as specified and as shown on drawings. | Lump Sum | 1 | 35553.1618 | 35553.1618
3.036 | Install, connect, test Flood Light including complete all as specified and as shown on drawings. | Lump Sum | 1 | 21331.8971 | 21331.8971
3.037 | Supply, Landscape Lighting Pull Box complete all as specified and as shown on drawings. | Lump Sum | 1 | 39819.5412 | 39819.5412
3.038 | Install, connect, and tested, Landscape Lighting Pull Box complete all as specified and as shown on drawings. | Lump Sum | 1 | 23891.7247 | 23891.7247
3.039 | Supply, Lighting Pole of height 14M including luminaries complete all as specified and as shown on drawings. | Lump Sum | 1 | 120462.4776 | 120462.4776
3.04 | Install, connect and test Lighting Pole Height 14M including luminaries complete all as specified and as shown on drawings. | Lump Sum | 1 | 72277.4866 | 72277.4866
Road Crossing for Area lighting Cables
3.041 | Supply UPVC ducts complete; as per drawings, specification and authority requirement | Lump Sum | 1 | 234826.5423 | 234826.5423
3.042 | Installation of uPVC ducts including excavation, shuttering, reinforcement, concrete encasement, back filling, reinstatement, end caps, draw ropes, aluminium duct marker, warning tapes, cable tiles etc;complete; as per drawings, specification and authority requirement | Lump Sum | 1 | 140895.9254 | 140895.9254
Distribution Board (Area Lighting)
3.043 | Supply,DB complete all as specified and as shown on drawings. | Lump Sum | 1 | 9841.7057 | 9841.7057
3.044 | Installed, connected, and tested, DB complete including enclosure, bus bars, circuit breakers, and insulators, etc... complete all as specified and as shown on drawings. | Lump Sum | 1 | 4920.8528 | 4920.8528
Earthing
3.045 | Supply Earthing to Control Cabinet and poles including earth electrodes, earth pits and earthing cable from LCC or light pole to earth pit, complete as shown on drawing and as per specification | Lump Sum | 1 | 41827.2492 | 41827.2492
3.046 | Install Earthing to Control Cabinet and poles including earth electrodes, earth pits and earthing cable from LCC or light pole to earth pit, complete as shown on drawing and as per specification | Lump Sum | 1 | 25096.3495 | 25096.3495
Buildings
3.047 | MEP works for building includes Power, lighting, fire alarm, fire extinguishers, Emrgency Lighting, Earthing, HVAC & Drainage system; complete all as specified, as shown on the drawings and as per Engineer's approval. | Lump Sum | 1 | 344459.6991 | 344459.6991
SPARE PARTS FOR ELECTRICAL EQUIPMENT
3.048 | Spare parts for sub-distribution boards complete as specified. | Lump Sum | 1 | 41827.2492 | 41827.2492
Temporary power supply
3.049 | Provision of temporary power supply including all necessary equipment, cables, connections, and distribution boards as required for the site. Contractor shall coordinate with TAQA for all connection requirements, approvals, and inspections to ensure compliance with utility regulations. | Lump Sum | 1 | 123808.6576 | 123808.6576
| Total Costs for Bill No.3 excluding VAT (AED) |  |  |  | 2504427.0782
ABU DHABI DISTRIBUTION COMPANY PJSC
(TAQA Distribution )
Tender A-20669
Tender Title: Improvement of Exisiting Tanker Filling Station at Al Ain Area-
Al Dhaher

## AL Dhaher-Bill 04
Bill No.4, CONSTRUCTION OF PIPELINES
Sl.No | Description | UNIT | Quantity (Q) | Unit Rate AED (A) | Total Line Costs Ecxluding VAT B= AED (Q X A)
Construction of uPVC Pipeline
Construct Upvc pipeline as specified complete include installation of detectable warning tapes and other accessories as per specification. Rates shall include all costs for commissioning and handing over in full commercial operation. For the following pipelines
Upvc pipe line
4.001 | Upvc pipe line for Storm Water Works | Lump Sum | 1 | 1169.356 | 1169.356
4.002 | Upvc pipe line for Sewer Works | Lump Sum | 1 | 848.1295 | 848.1295
DI Pipelines
Construct the Ductile Iron (D.I) pipeline as per the approved specifications, including tie-in connection with the existing line using polyethylene sleeves and rubber gaskets, installation of detectable warning tapes, and all necessary accessories. The scope includes supply of all materials, labor, equipment, and consumables required for the complete installation, as well as testing for pressure and leakage, flushing, disinfection, commissioning, and handing over the system in full commercial operation. The quoted rates shall cover all associated costs to deliver a fully functional and operational pipeline in compliance with relevant standards and project requirements.
4.003 | DI Pipelines | Lump Sum | 1 | 22044.4795 | 22044.4795
Construction of PPR Pipeline
Construct PPR pipeline using butt fusion method as specified complete include installation of detectable warning tapes and other accessories as per specification. Rates shall include all costs for testing, flushing, disinfection, commissioning and handing over in full commercial operation.
4.004 | PPR pipe line | Lump Sum | 1 | 809.2134 | 809.2134
Construction of HDPE Pipeline
Construct the HDPE pipeline using the butt fusion method as per the approved specifications, complete with tie-in connections, installation of detectable warning tapes, and all necessary accessories. The scope shall include supply of all materials, equipment, and labor required for the complete installation. Rates shall cover all associated costs for testing, flushing, disinfection, commissioning, and handing over the system in full commercial operation, in compliance with project and industry standards.
HDPE pipeline
4.005 | HDPE pipeline | Lump Sum | 1 | 19122.3743 | 19122.3743
Exta over item For pipeline construction items for installation of D.I, PPR, HDPE & uPVC fittings complete (such as restrained couplings, bends, tees, reducers, reducing flanges, Lange spigot pieces, flange socket pieces, quick dismantling joints, flanged adaptors, socket connectors, tied dismantling joints, blank flanges, double flanged extension pieces, adjustable S bends, duck foot elbows, flanged pipe pieces with anchor flange, transition pieces, collars, stepped couplings, and caps, restraining glands, etc.) for the following pipes:
uPVC Fittings
4.006 | uPVC pipe line for Storm Water Works | Lump Sum | 1 | 1595.5389 | 1595.5389
4.007 | uPVC pipe line for Sewerage Works | Lump Sum | 1 | 1060.1568 | 1060.1568
DI Pipelines
4.008 | DI Pipelines | Lump Sum | 1 | 13020.0196 | 13020.0196
PPR Pipelines
4.009 | PPR Pipelines | Lump Sum | 1 | 1650.6371 | 1650.6371
HDPE pipeline
4.01 | HDPE pipeline | Lump Sum | 1 | 15942.7137 | 15942.7137
Exta over item for pipeline construction for installation of flanged valves, gate valves, flowmeters, control valves, etc. including all the accessories as per the specification.
4.011 | Flow Meter Validation Unit | Lump Sum | 1 | 37477.2153 | 37477.2153
4.012 | Settlement Type Electromagnetic Flow Meter | Lump Sum | 1 | 29943.2911 | 29943.2911
4.013 | Control Valve | Lump Sum | 1 | 24146.7293 | 24146.7293
4.014 | Air Valve | Lump Sum | 1 | 2161.2908 | 2161.2908
4.015 | Washout Valve | Lump Sum | 1 | 6148.6305 | 6148.6305
4.016 | Manual Butterfly Valve | Lump Sum | 1 | 6865.1172 | 6865.1172
4.017 | Manual Check Valve | Lump Sum | 1 | 7070.0557 | 7070.0557
4.018 | Electromagnetic Flow Meter | Lump Sum | 1 | 160584.4162 | 160584.4162
4.019 | Gate Valve | Lump Sum | 1 | 2540.7902 | 2540.7902
Service Connections
Installation of Pipework for Service Connections
Construct of New Tapping : Work includes Hand excavation, dewatring,and installation of new saddle strap & ferrule/pressure tapping tee with extra long outlet with all required fittings and supply of installation of moulding compound warping tap & polythene sleeve for protection of saddle & ferrule,backfilling and shutdown of distribution etc.all as per TAQA Specification.
4.02 | Tapping in HDPE Main line | Lump Sum | 1 | 8030.8318 | 8030.8318
Construct reinforced concrete encased 110 mm , 160 mm dia. Socket type uPVC DUCTS (Class 10 - minimum wall thickness 5.3 mm & 7.7 mm respectively) for the areas under car pass, for the proposed polyethylene house connection pipes, including the supply of uPVC pipe used for protection and all other materials complete with uPVC end cap at each duct end, duct end sealing, bituminous painting of concrete, excavation by hand, dewatering, backfilling and provision of 10 mm dia. pulling rope for installation of polyethylene house connection pipes etc. all as per TAQA Specification and Tender Drawings and as directed by TAQA ENGINEER :
4.021 | Reinforce concrete encasement for uPVC pipes for Storm Water Works | Lump Sum | 1 | 18738.6076 | 18738.6076
| Total Costs for Bill No.4 excluding VAT (AED) |  |  |  | 380969.5946
ABU DHABI DISTRIBUTION COMPANY PJSC
(TAQA Distribution )
Tender A-20669
Tender Title: Improvement of Exisiting Tanker Filling Station at Al Ain Area-
Al Dhaher

## AL Dhaher-Bill 05
Bill No.5, INSTRUMENTATION AND CONTROL/ SCADA
Sl.No | Description | UNIT | Quantity (Q) | Unit Rate AED (A) | Total Line Costs Ecxluding VAT B= AED (Q X A)
TANKER CONTROL SYSTEM/WorkStation
CONTROL SYSTEM
5.001 | Dual system servers including but not limited to, CPU, HDD, keyboard mouse, DVDD, USB drive, software interface devices. | No | 1 | 124949.7049 | 124949.7049
5.002 | Operator workstation including but not limited to, two computers each 21" LCD monitor, CPU, keyboard, mouse, interface devices, 2 GB RAM min., HDD, USB drive, DVDD etc. including one printer. | No | 1 | 40667.7978 | 40667.7978
5.003 | Electronic cabinets including but not limited to, one dual redundant, PLC, communication and power supply modules, interface/signal/alarm etc. modules alongwith suitable communication equipment. | No | 1 | 531639.3949 | 531639.3949
5.004 | Redundant secured communication network, bus and interfaces and other auxiliaries, as required | Lump Sum | 1 | 147036.1656 | 147036.1656
5.005 | Software packages including but not limited to the original license including all application, engineering and HMI software, configuration software etc., as required. | Lump Sum | 1 | 446271.6524 | 446271.6524
5.006 | Field Process Unit, which consists of flow computer with card reader, push buttons for Start / Stop, Emergency push button, lamps for indication, remote I/O module/ RTU | No | 8 | 181627.3006 | 1453018.4052
5.007 | Start / Stop Panel for Manual Tanker Filling Operation as specified | No | 8 | 3588.778 | 28710.2238
5.008 | Fiscal Ticket Printers for printing the prepaid cards etc. as required showing tanker information , volume and amount. To be installed in Customer Service Unit of the office building | No | 2 | 29513.307 | 59026.614
5.009 | Supply and Install A3 & A4 printer | Lump Sum | 1 | 7968.9275 | 7968.9275
5.01 | Supply and Install UPS as required | Lump Sum | 1 | 119528.8934 | 119528.8934
LEVEL SWITCHES
5.011 | Supply of level switches of suitable type for tanker overflow detection complete with cable and other installation accessories to be installed on the filling hose. | No. | 8 | 14221.2647 | 113770.1178
5.012 | ACCESS CONTROL SYSTEM
5.013 | Proximity Card Reader Unit / including all accessories required for installing at the entrance of the station, complete with power supply unit, modules etc and all other accessories as required for communication to centralised loading system PLC. | No | 4 | 99607.4112 | 398429.6448
5.014 | Motorised boom including warning beacons, audible alram and all other accessries, to be installed at the entrance and exit of the station as required including interfaces with the loading system PLC. | No | 4 | 119528.8934 | 478115.5737
5.015 | Display units for bay identifcation and driver information including all required accessories and interfaces. | No | 10 | 41318.6298 | 413186.2983
SPARE PARTS FOR ELECTRICAL EQUIPMENT
5.016 | Spare parts for sub-distribution boards complete as specified. | Lump Sum | 1 | 147566.5351 | 147566.5351
SPARE PARTS FOR I & C SYSTEM & F.O CABLE
SPARE FOR THE FIELD INSTRUMENTS
5.017 | Electromagnetic flowmeter transmitter. | No | 1 | 64263.3856 | 64263.3856
5.018 | Pressure transmitter (One from each range selected) | No | 1 | 7528.9049 | 7528.9049
5.019 | Differential pressure switch, one no. for the highest range selected. | No | 1 | 11910.7275 | 11910.7275
5.02 | Pressure gauge, one no. for each range selected. | No | 1 | 1500.7617 | 1500.7617
5.021 | Level Switches | No | 1 | 8345.3728 | 8345.3728
SPARES FOR CONTROL AND SCADA SYSTEM
5.022 | The number of spare equipment modules shall be 5% of the installed units, rounded upto the nearest integer i.e. CPU, CP, power supply modules, I/O modules of each type, bus controller, fibre optic interfaace modules, all communication device and modules etc. alongwith 10% spare hardware accessories like relays, batteries, MCB's, etc, and EPROM/EEPROM shall be 2 minimum of each type. | Lump Sum | 1 | 250863.1097 | 250863.1097
SPARE FOR F.O. CABLE SYSTEM
5.023 | Fibre optical splicing kit, 1 set for tap off location. | Lump Sum | 1 | 103296.5746 | 103296.5746
5.024 | 10% minimum F.O. interfacing module/component of each type installed at the F.O. system cabinet/panel including interfacing module, power supply module, patch panel etc. | Lump Sum | 1 | 44269.9605 | 44269.9605
5.025 | Recommended consumables for 2 years trouble free operation | Lump Sum | 1 | 44269.9605 | 44269.9605
5.026 | SCADA System Integration with existing main SCADA and Customer care and Billing System ( CC&B) | Lump Sum | 1 | 49208.5284 | 49208.5284
| Total Costs for Bill No.5 excluding VAT (AED) |  |  |  | 5095343.2353
ABU DHABI DISTRIBUTION COMPANY PJSC
(TAQA Distribution )
Tender A-20669
Tender Title: Improvement of Exisiting Tanker Filling Station at Al Ain Area-
Al Dhaher

## Nahel-Summary
SUMMARY SHEET - NAHEL
Bill No. | Description | Total Costs Excluding VAT (AED)
1 | SUPPLY OF PIPEWORKS | 879340.3646
2 | CIVIL WORKS | 5703758.9705
3 | ELECTRICAL WORKS | 2206138.8517
4 | CONSTRUCTION OF PIPELINES | 566575.3738
5 | INSTRUMENTATION AND CONTROL/ SCADA | 5119917.5807
| Total Costs Excluding VAT ( AED) | 14475731.1413
| Total Value Added Tax (VAT/5%) (AED) | 723786.5571
| Total Costs Including VAT (AED) | 15199517.6984
| Total Costs in Words Excluding VAT (AED): | Dirhams Fourteen million, four hundred seventy-five thousand, seven hundred thirty-one and fourteen Fils
| VAT Amount in Words (AED): | Dirhams Seven hundred twenty-three thousand, seven hundred eighty-six and fifty-six Fils
| Total Costs in Words Including VAT (AED): | Dirhams Fifteen million, one hundred ninety-nine thousand, five hundred seventeen and seventy Fils
ABU DHABI DISTRIBUTION COMPANY PJSC
(TAQA Distribution )
Tender Title : Improvement of Exisiting Tanker Filling Station at Al Ain Area
Tender No. A-20669
Bidder Name:
Date:

## Nahel-Bill 01
Bill No.1, SUPPLY OF PIPEWORKS
Sl.No | Description | UNIT | Quantity (Q) | Unit Rate AED (A) | Total Line Costs Ecxluding VAT B= AED (Q X A)
Storm Water Works
1.001 | Supply the following ISO standard uPVC including warning tape and all other accessories as per ADEWA standard specifications | Lump Sum | 1 | 1033.1906 | 1033.1906
Sewerage Works
1.002 | Supply the following ISO standard uPVC including warning tape and all other accessories as per ADEWA standard specifications | Lump Sum | 1 | 3220.4542 | 3220.4542
Gully Trap
1.003 | Supply the following ISO standard Gully trap including all other accessories as per ADEWA standard specifications | Lump Sum | 1 | 225.8671 | 225.8671
Potable Water Works
Ductile Iron (DI) Pipe
Supply and Install DI pipe as specified complete with installation of detectable warning tapes and other accessories all in accordance with TAQA standard specification, data sheet and drawings.
1.004 | DI - Standard Socket Spigot pipes | Lump Sum | 1 | 115080.9195 | 115080.9195
1.004a | DI - Restrained | Lump Sum | 1 | 115080.9195 | 115080.9195
Gate Valves
1.005 | Supply of PN 16 Manual Gate Valves above ground in accordance with specification, drawings and data sheet. | Lump Sum | 1 | 7077.1706 | 7077.1706
Air Valves
1.006 | Supply of Air Valves in accordance with specification, drawings and data sheet. | Lump Sum | 1 | 4111.4868 | 4111.4868
Bulk Connection Chamber Valves & Fittings
1.007 | Supply of Manual Check Valves & Fittings in accordance with specification, drawings and data sheet. | Lump Sum | 1 | 18387.2017 | 18387.2017
1.007 | Supply of Manual Butterfly Valves & Fittings in accordance with specification, drawings and data sheet. | Lump Sum | 1 | 10817.7106 | 10817.7106
1.008 | Supply of Settlement Type Electromagnetic Flow Meter & Fittings on 400mm dia line in accordance with specification, drawings and data sheet. | Lump Sum | 1 | 71090.8534 | 71090.8534
1.008 | Supply of Control Valve & Fittings in accordance with specification, drawings and data sheet. | Lump Sum | 1 | 80331.644 | 80331.644
Wash Out Valves
1.009 | Supply of Wash Out Valves in accordance with specification, drawings and data sheet. | Lump Sum | 1 | 9939.3994 | 9939.3994
BIP TAP
1.01 | Supply of BIP TAP including all fittings and accessories | Lump Sum | 1 | 451.7343 | 451.7343
Flow Meter Validation Unit
1.011 | Supply flow meter validation unit with validation software all as per specifications. The unit shall be supplied with power supply with rechargeable batteries and integral charger unit. | Lump Sum | 1 | 32123.3274 | 32123.3274
Flow Control Valve
1.011a | Supply a flow control valve for the above-ground (vertical pipeline) validation unit, complete with validation software, in full compliance with the project specifications. The unit shall include a power supply with rechargeable batteries and an integral charging unit, ensuring continuous and reliable operation. All components shall be suitable for the intended application and delivered ready for installation and commissioning. | Lump Sum | 1 | 80473.1882 | 80473.1882
Electromagnetic Flow Meter
1.012 | Supply of 6" flow meter. all in accordance with specification, data sheet and drawings. | Lump Sum | 1 | 296240.5219 | 296240.5219
PPR Pipes
1.013 | Supply , PPR 20-25mm pipes Including valves and chambers all as specified and shown on drawings. | Lump Sum | 1 | 2679.1878 | 2679.1878
1.013 | Supply of PN 16 Flexible hoses of sufficient length, with one end flanged and necessary attachments including fasteners, gaskets etc. for filling bays as specified. | Lump Sum | 1 | 17935.5244 | 17935.5244
Domestic water pump set
Domestic water pump set for building, with single stage pumps and pressure vessel as shown on drawings, control box, skid mounted, installed, connected and tested complete with stainless steel headers, pump individual isolating ball valves, check valves, isolating butterfly valves PN 20, lug and wafer type lever operated, strainer cast iron body PN 20, flexible connections, concrete inertia pad, house pad, vibration eliminator pad, low level control float switches, pressure switch and controls all supplied from pump manufacturer diaphragm tank (s), food quality synthetic rubber membrane, steel painted body, working pressure 2 bars with isolating valve and pressure gauge, electric connections, wiring and accessories all as specified and shown on the drawings.
1.014 | Water Pump set 1 duty + 1 standby 1.0 L/S @30m head each pump | Lump Sum | 1 | 13040.0632 | 13040.0632
| Total Costs for Bill No.1 excluding VAT (AED) |  |  |  | 879340.3646
ABU DHABI DISTRIBUTION COMPANY PJSC
(TAQA Distribution )
Tender A-20669
Tender Title: Improvement of Exisiting Tanker Filling Station at Al Ain Area-
Nahel

## Nahel-Bill 02
Bill No.2, CIVIL WORKS
Sl.No | Description | UNIT | Quantity (Q) | Unit Rate AED (A) | Total Line Costs Ecxluding VAT B= AED (Q X A)
Trial trench and Trial pits
2.001 | Trial trench and Trial pits | Lump Sum | 1 | 8678.3177 | 8678.3177
Trenches for Pipelines
Excavate, dewater and backfill trenches for pipelines including shoring, surveying, etc. for a maximum cover to pipelines of 1.2 m as per specification and as shown in drawings for the following sizes of pipelines
PPR Pipelines
2.002 | PPR Pipelines | Lump Sum | 1 | 6175.6703 | 6175.6703
DI Pipelines
2.003 | DI Pipelines | Lump Sum | 1 | 192641.5472 | 192641.5472
uPVC Pipelines for Storm Water Works
2.004 | uPVC Pipelines | Lump Sum | 1 | 7430.4878 | 7430.4878
uPVC Pipelines for Sewerage Works
2.004a | uPVC Pipelines | Lump Sum | 1 | 41561.5231 | 41561.5231
E.O.I for Excavate and Backfill Trenches for Pipelines
E.O.I. for excavation of every additional 500 mm excavation depth exceeding 1.2 m cover, including dewatering, shoring, backfilling and disposal of surplus material all as per specification for the following pipelines
PPR Pipelines
2.005 | PPR Pipelines | Lump Sum | 1 | 4920.8528 | 4920.8528
DI Pipelines
2.006 | DI Pipelines | Lump Sum | 1 | 4920.8528 | 4920.8528
uPVC Pipelines for Storm Water Works
2.007 | uPVC Pipelines | Lump Sum | 1 | 4920.8528 | 4920.8528
uPVC Pipelines for Sewerage Works
2.007a | uPVC Pipelines | Lump Sum | 1 | 4920.8528 | 4920.8528
2.008 | E.O.I for excavation in rock using rock breaker including disposal of excavated material as per the Municipality requirements - the rock should be classified as per specs by lab test | Lump Sum | 1 | 4920.8528 | 4920.8528
2.009 | E.O.I. for supply, place and compact aPPRoved imported bedding / fill material/gatch including disposal of surplus material as per specifications and as ordered and authorized by TAQA Engineer | Lump Sum | 1 | 4920.8528 | 4920.8528
2.01 | General excavation for any other purpose including dewatering, backfilling as required or instructed by TAQA Engineer. | Lump Sum | 1 | 22607.3821 | 22607.3821
Construction of Manholes and Facilities at Pipelines for Storm Water Works
2.011 | Manholes including excavation, dewatering, shoring, backfilling, concrete works including the Removable cover slab, benching, blinding and screeds connection joints and protection coating to all internal concrete surfaces, waterproofing , tanking , heavy duty ductile cover & frame, complete in all respect as detailed on drawing and as per specification | Lump Sum | 1 | 66775.9731 | 66775.9731
2.012 | Construction Storm water channels excavation, dewatering, shoring, backfilling, concrete works including the gratings complete in all respect as detailed on drawing and as per specification | Lump Sum | 1 | 179942.7077 | 179942.7077
Backdrops
2.013 | Construction of Backdrop complete with concrete surround as per SWS standard drawing | Lump Sum | 1 | 21651.7525 | 21651.7525
Soakaway
2.014 | Construction of Soakaway complete with concrete surround as per SWS standard drawing | Lump Sum | 1 | 18374.4645 | 18374.4645
Proposed Road Crossing Ducts
2.014a | Supply and installation of HDPE ducts for road crossing, including reinforced concrete surround and all associated works such as excavation, duct laying, concrete casting, backfilling, compaction, and testing, all as per drawings and specifications | Lump Sum | 1 | 63577.4187 | 63577.4187
Construction of Chambers, and Facilities at Pipelines
Construction of Concrete Chambers
Construct reinforced concrete chambers, as per TAQA's standard specification with precast cover slab for chambers on pipelines including the supply of all materials complete with protection board and water proofing of outside walls from top to bottom water stop at construction joints, installation of hot dipped galvanized lifting hooks in cover slab, supports for valve spindle extension casting in of anchor flange sealing flange (water stop),access cover frame, surface box, chamber indication plate owner information plate ventilation pipes bolting of aluminum ladder excavation dewatering, backfilling, etc., all as per specification and as shown on tender drawings (for lifting hooks, ladder, vent pipes, chamber protection & water stop) all as directed and authorized by TAQA Engineer (not include supply of pipework inside chambers)
2.015 | Gate Valve Chamber (s) as per Drawing | Lump Sum | 1 | 66923.5987 | 66923.5987
2.016 | Air Valve Chamber (s) as per Drawing | Lump Sum | 1 | 21651.7525 | 21651.7525
2.017 | Wash Out Valve Chamber (s) as per Drawing | Lump Sum | 1 | 21651.7525 | 21651.7525
2.018 | Flow Meter Chamber (s) as per Drawings | Lump Sum | 1 | 21651.7525 | 21651.7525
2.019 | Control Valve Chamber (s) as per Drawing | Lump Sum | 1 | 21651.7525 | 21651.7525
2.02 | Bulk Connection Chamber (s) as per Drawings | Lump Sum | 1 | 30017.2024 | 30017.2024
2.021 | Manual Check Valve Chamber (s) as per Drawings | Lump Sum | 1 | 21651.7525 | 21651.7525
GRP Tank
2.022 | Supply, GRP tank glass reinforced plastic construction, GRP panel not less than 8mm, insulation 25mm, all as specified and shown on drawings. | Lump Sum | 1 | 13470.3426 | 13470.3426
2.023 | Install,test and commissioning GRP tank glass reinforced plastic construction, GRP panel not less than 8mm, insulation 25mm, all as specified and shown on drawings. | Lump Sum | 1 | 10050.5467 | 10050.5467
Structural Steel Column for Ladder Support
2.024 | Supply, fabrication, and installation of structural steel column for ladder support, including all required base plates, anchor bolts, connections, welding, surface treatment, and complete erection at site. Works shall be carried out as per approved drawings, specifications, and relevant standards. All associated materials, labor, equipment, and coordination are to be included to complete the item in all respects. | Lump Sum | 1 | 125021.4651 | 125021.4651
Steel Ladders
2.025 | Supply and Install Steel adjustable ladder including supporting frame, shade and hand rail as shown on drawing | Lump Sum | 1 | 83383.0449 | 83383.0449
Garbage Containers
2.026 | Garbage containers and bins with lid all as specified and shown on drawings. | Lump Sum | 1 | 2710.4057 | 2710.4057
Car Parking Shed
2.027 | Car Parking Shed including post, foundation and designated signages all as specified and shown on drawings. | Lump Sum | 1 | 33461.7993 | 33461.7993
Road Surface Markings
Surface markings
2.028 | In accordance with Traffic Control Devices Manual on uniform traffic control devices TR-511 Surface markings including all necessary preparation works, etc.; all in accordance with Road Markings Plan drawings and specifications | Lump Sum | 1 | 6451.4349 | 6451.4349
Traffic Signs
2.029 | Supply In accordance with Traffic Control Devices Manual Second Edition September 2020 of Abu Dhabi City Municipality Warning and Regulatory Sign and Posts etc.; all in accordance with Traffic Device Plan drawings and Specification | Lump Sum | 1 | 11594.5135 | 11594.5135
2.03 | Install In accordance with Traffic Control Devices Manual Second Edition September 2020 of Abu Dhabi City Municipality Warning and Regulatory Sign and Posts including all necessary civil works, etc.; all in accordance with Traffic Device Plan drawings and Specification | Lump Sum | 1 | 7729.6756 | 7729.6756
Asphalt Works
2.031 | Asphalt Paving including underneath layers | Lump Sum | 1 | 1066492.0249 | 1066492.0249
Concrete Works
2.032 | Reinforced concrete Coloumn including Concrete foundation, Aluminum Cladding, Steel Truss, Tension cables, 40mm mild steel painted hollow section, lighting, telephone etc as shown on drawing and as per specification. | Lump Sum | 1 | 23423.2595 | 23423.2595
2.033 | Reinforced concrete pedestal for steel ladders as shown on drawing | Lump Sum | 1 | 77497.5273 | 77497.5273
2.034 | Reinforced concrete foundation for LED Screen as shown on drawing | Lump Sum | 1 | 30115.6194 | 30115.6194
2.035 | Reinforced concrete foundation for 14m light pole as shown on drawing | Lump Sum | 1 | 146395.3721 | 146395.3721
2.036 | Concrete Paving including underneath layers all as specified and shown on drawings. | Lump Sum | 1 | 292322.279 | 292322.279
2.037 | Supply of Concrete interlock concrete pedestrian paving block; Including sand bed. | Lump Sum | 1 | 25839.2015 | 25839.2015
2.038 | Installation of Concrete interlock concrete pedestrian paving block; Including sand bed all as specified and shown on drawings. | Lump Sum | 1 | 17226.1343 | 17226.1343
2.039 | Supply of Concrete interlock concrete vehicular paving block; Including sand bed. | Lump Sum | 1 | 335028.737 | 335028.737
2.04 | Installation of Concrete interlock concrete vehicular paving block; Including sand bed all as specified and shown on drawings. | Lump Sum | 1 | 223352.4913 | 223352.4913
2.041 | Supply of Kerbs, Wheel Stoppers all in accordance with drawing and specifications | Lump Sum | 1 | 42825.9166 | 42825.9166
2.042 | Installation of Kerbs, Wheel stoppers complete including excavation, concrete foundation and haunching, cement mortar and backfilling (where required) etc. ; all in accordance with drawing and specifications | Lump Sum | 1 | 28550.6111 | 28550.6111
2.043 | Supply of Chlorinated rubber based paint for kerb, colour as per specification and as directed by the Engineer. | Lump Sum | 1 | 42173.9134 | 42173.9134
2.044 | Installation of Chlorinated rubber based quick drying paint for kerbs applied in two coats to exposed faces of concrete kerbs and road separator; colour as per specification and as directed by the Engineer. | Lump Sum | 1 | 11714.9759 | 11714.9759
Buildings
Construct the buildings including excavation, backfilling, disposal of surplus material, anti-termite treatment, waterproofings, shoring works, plain cement concrete works, screed, reinforced concrete works, masonry works, metal works, internal finishes, external finishes, doors and windows, all necessary complete all as specified, as shown on the drawings and as per Engineer's approval.
2.045 | Office, Guard Room, Operator Room & drivers toilet | Lump Sum | 1 | 1528912.6691 | 1528912.6691
Gates, Fences and Barbed Wires
2.046 | Supply Automatic Gate Barrier with Arm | Lump Sum | 1 | 133010.6524 | 133010.6524
2.047 | Install Automatic Gate Barrier with Arm | Lump Sum | 1 | 26769.4395 | 26769.4395
Boundary Wall
2.048 | Boundary wall including excavation, preparation of surfaces, disposal of surplus materials, upholding sides of excavation, backfilling, removal of existing services, concrete, formworks and reinforcement, foundation works, coloumns, wall panels complete all as specified, as shown on drawings and as per Engineer approval. | Lump Sum | 1 | 308383.9427 | 308383.9427
Removal, Refurbishment and Demolishing of Miscellaneous Objects
Demolition
2.049 | Removal of existing 2.35 high Chain link fence and hand over to Client Store | Lump Sum | 1 | 24112.1789 | 24112.1789
2.05 | Removal of existing Interlocking tiles including underneath layers and handover tiles to Client Store | Lump Sum | 1 | 43299.5683 | 43299.5683
2.051 | Removal of the existing Prefab structures and hand over to Client store | Lump Sum | 1 | 6023.1239 | 6023.1239
2.052 | Removal and relocation of existing Parking Shades including,supply and install additional posts, foundation, shade and designated signages. | Lump Sum | 1 | 30115.6194 | 30115.6194
2.053 | Removal of existing Tanker Filling Bays and handover to Client store | Lump Sum | 1 | 18738.6076 | 18738.6076
2.054 | Removal and handover of existing gates to Client store or disposal to approved tip as directed by the Engineer | Lump Sum | 1 | 7233.6537 | 7233.6537
2.055 | Demolition of existing Storm water channels and dispose to aPPRoved tip. | Lump Sum | 1 | 10038.5398 | 10038.5398
2.056 | Removal of existing water cooler and hand over to client store | Lump Sum | 1 | 1171.163 | 1171.163
2.057 | Refurbishment of Existing guard room | Lump Sum | 1 | 12046.2478 | 12046.2478
Miscellaneous Items
2.058 | Supply new water cooler | Lump Sum | 1 | 7932.4148 | 7932.4148
2.059 | Install Water Cooler all in accordance with drawing and specifications | Lump Sum | 1 | 6593.9428 | 6593.9428
2.06 | Supply steel gates | Lump Sum | 1 | 10038.5398 | 10038.5398
2.061 | Install steel gates all in accordance with drawing and specifications | Lump Sum | 1 | 5353.8879 | 5353.8879
2.062 | Supply HSE Sign Boards | Lump Sum | 1 | 2007.708 | 2007.708
2.063 | Install HSE Sign Boards | Lump Sum | 1 | 1003.854 | 1003.854
| Total Costs for Bill No.2 excluding VAT (AED) |  |  |  | 5703758.9705
ABU DHABI DISTRIBUTION COMPANY PJSC
(TAQA Distribution )
Tender A-20669
Tender Title: Improvement of Exisiting Tanker Filling Station at Al Ain Area
Nahel

## Nahel-Bill 03
Bill No.3, Electrical Works
Sl.No | Description | UNIT | Quantity (Q) | Unit Rate AED (A) | Total Line Costs Ecxluding VAT B= AED (Q X A)
Electrical
LV Cable
3.001 | Supply of LV Cables as per drawings and required specifications | Lump Sum | 1 | 26342.8015 | 26342.8015
3.002 | Installation of LV Cables as per drawings and required specifications | Lump Sum | 1 | 15805.6809 | 15805.6809
3.003 | Supply of CAT 6 Cables as per drawings and required specifications | Lump Sum | 1 | 14762.5585 | 14762.5585
3.004 | Installation OF CAT 6 Cables as per drawings and required specifications | Lump Sum | 1 | 3802.5989 | 3802.5989
FOC Cables
3.005 | Supply of FOC Cables as per drawings and required specifications | Lump Sum | 1 | 24604.2642 | 24604.2642
3.006 | Installation OF FOC Cables as per drawings and required specifications | Lump Sum | 1 | 9841.7057 | 9841.7057
uPVC Ducts
3.007 | Supply of uPVC ducts including , end caps, draw ropes, aluminium duct marker, warning tapes, cable tiles etc;complete; as per drawings, specification and authority requirement | Lump Sum | 1 | 6337.6648 | 6337.6648
3.008 | Installation of uPVC ducts including excavation, shuttering, reinforcement, concrete encasement, back filling, reinstatement, end caps, draw ropes, aluminium duct marker, warning tapes, cable tiles etc;complete; as per drawings, specification and authority requirement | Lump Sum | 1 | 3802.5989 | 3802.5989
Road Crossing uPVC Ducts for LV, FOC & CAT Cables
3.009 | Supply of uPVC ducts complete; as per drawings, specification and authority requirement | Lump Sum | 1 | 6337.6648 | 6337.6648
3.01 | Installation of uPVC ducts including excavation, shuttering, reinforcement, concrete encasement, back filling, reinstatement, end caps, draw ropes, aluminium duct marker, warning tapes, cable tiles etc;complete; as per drawings, specification and authority requirement | Lump Sum | 1 | 3802.5989 | 3802.5989
Manholes
3.011 | Manholes including excavation, backfilling, concrete works, blinding and screeds connection joints and protection coating to all internal concrete surfaces, waterproofing, cover & frame, complete in all respect as detailed on drawing and as per specification | Lump Sum | 1 | 108545.0578 | 108545.0578
Main Distribution Board (MDB)
3.012 | Supply, Main Distribution Board(MDB) complete including enclosure, bus bars, circuit breakers, and insulators, complete all as specified and as shown on drawings. | Lump Sum | 1 | 541293.8129 | 541293.8129
3.013 | Installed, connected, and tested, complete including enclosure, bus bars, circuit breakers, and insulators,complete all as specified and as shown on drawings. | Lump Sum | 1 | 49208.5284 | 49208.5284
Distribution Board(DB)
3.014 | Supply, Distribution board complete including enclosure, bus bars, circuit breakers, and insulators, complete all as specified and as shown on drawings. | Lump Sum | 1 | 24604.2642 | 24604.2642
3.015 | Install, Distribution board connected, and tested, complete including enclosure, bus bars, circuit breakers, and insulators,complete all as specified and as shown on drawings. | Lump Sum | 1 | 7381.2793 | 7381.2793
Single Pole and Neutral (SPN) Isolator 20A
3.016 | Supply, Single Pole and Neutral (SPN) Isolator 20A complete all as specified and as shown on drawings. | Lump Sum | 1 | 9841.7057 | 9841.7057
3.017 | Install, connected, and tested, Single Pole and Neutral (SPN) Isolator 20A complete all as specified and as shown on drawings. | Lump Sum | 1 | 2460.4264 | 2460.4264
Capacitor Bank 12.5 KVAR
3.018 | Supply, Capacitor Bank 12.5 KVAR complete all as specified and as shown on drawings. | Lump Sum | 1 | 49208.5284 | 49208.5284
3.019 | Install, connected, and tested, Capacitor Bank 12.5 KVAR complete all as specified and as shown on drawings. | Lump Sum | 1 | 9841.7057 | 9841.7057
Electrical Meter IP55 Metal Case Meter Enclosure Recessed on wall
3.02 | Supply, Electrical Meter 83A IP55 Metal Case Meter Enclosure Recessed on wall complete all as specified and as shown on drawings. | Lump Sum | 1 | 9841.7057 | 9841.7057
3.021 | Install, connected, and tested, Electrical Meter 83A IP55 Metal Case Meter Enclosure Recessed on wall complete all as specified and as shown on drawings. | Lump Sum | 1 | 2460.4264 | 2460.4264
LED SCREEN including Foundation
3.022 | Supply, LED SCREEN complete all as specified and as shown on drawings. | Lump Sum | 1 | 9841.7057 | 9841.7057
3.023 | Install, connected, and tested, LED SCREEN complete all as specified and as shown on drawings. | Lump Sum | 1 | 1279.9138 | 1279.9138
Telecommunication System
3.024 | Supply UPVC ducts complete; as per drawings, specification and authority requirement | Lump Sum | 1 | 8173.0445 | 8173.0445
3.025 | Installation of upvc ducts including excavation, back filling, reinstatement, end caps, draw ropes, aluminium duct marker, warning tapes etc;complete; as per drawings, specification and authority requirement | Lump Sum | 1 | 4903.8267 | 4903.8267
Manholes / Joint Boxes
3.026 | Construct Reinforced concrete Manholes complete including excavation, filling, Manhole concrete, formwork, water proofing, cover & frame etc. in accordance with drawings, specifications and authority requirements. | Lump Sum | 1 | 31428.995 | 31428.995
Telecom Box
3.027 | Supply, Telecom Box complete all as specified and as shown on drawings. | Lump Sum | 1 | 81563.1359 | 81563.1359
3.028 | Install, connected, and tested, Telecom Box including Foundation complete all as specified and as shown on drawings. | Lump Sum | 1 | 48937.8815 | 48937.8815
Main Distribution Frame (MDF)
3.029 | Supply, Main Distribution Frame (MDF) complete all as specified and as shown on drawings. | Lump Sum | 1 | 37644.5243 | 37644.5243
3.03 | Install, connected, and tested, Main Distribution Frame (MDF) including Foundation complete all as specified and as shown on drawings. | Lump Sum | 1 | 22586.7146 | 22586.7146
3.031 | Supply, ANPR Camera ( Part of Tanker Management System) ( Mounted Height 3M ) complete all as specified and as shown on drawings. | Lump Sum | 1 | 30078.8114 | 30078.8114
3.032 | Install, ANPR Camera ( Part of Tanker Management System) ( Mounted Height 3M ) complete all as specified and as shown on drawings. | Lump Sum | 1 | 18047.2869 | 18047.2869
ANPR Camera Pole 3M Height
3.033 | Supply, Camera Pole 3M Height complete all as specified and as shown on drawings. | Lump Sum | 1 | 2927.9074 | 2927.9074
3.034 | Install, Camera Pole 3M Height including Foundation complete all as specified and as shown on drawings. | Lump Sum | 1 | 1756.7445 | 1756.7445
Pull Boxes
3.035 | Supply pull box complete as shown on drawings, as specified and as per project requirement. | Lump Sum | 1 | 24853.7515 | 24853.7515
3.036 | Supply and install pull box complete as shown on drawings, as specified and as per project requirement. | Lump Sum | 1 | 14912.2509 | 14912.2509
Road Crossing uPVC Ducts for Telecommunication Network
3.037 | Supply of uPVC ducts complete; as per drawings, specification and authority requirement | Lump Sum | 1 | 11525.9168 | 11525.9168
3.038 | Installation of uPVC ducts including excavation, shuttering, reinforcement, concrete encasement, back filling, reinstatement, end caps, draw ropes, aluminium duct marker, warning tapes, cable tiles etc;complete; as per drawings, specification and authority requirement | Lump Sum | 1 | 6915.5501 | 6915.5501
Area Lighting
3.039 | Supply, Flood Light complete all as specified and as shown on drawings. | Lump Sum | 1 | 24564.3069 | 24564.3069
3.04 | Install, connect, test Flood Light including complete all as specified and as shown on drawings. | Lump Sum | 1 | 14738.5841 | 14738.5841
3.041 | Supply, Landscape Lighting Pull Box complete all as specified and as shown on drawings. | Lump Sum | 1 | 19829.4623 | 19829.4623
3.042 | Install, connected, and tested, Landscape Lighting Pull Box complete all as specified and as shown on drawings. | Lump Sum | 1 | 11897.6774 | 11897.6774
3.043 | Supply, Lighting Pole of height 14M including luminaries complete all as specified and as shown on drawings. | Lump Sum | 1 | 90723.3035 | 90723.3035
3.044 | Install, connect and test Lighting Pole Height 14M including luminaries including foundation complete all as specified and as shown on drawings. | Lump Sum | 1 | 54433.9821 | 54433.9821
Road Crossing for Area lighting Cables
3.045 | Supply UPVC ducts complete; as per drawings, specification and authority requirement | Lump Sum | 1 | 71194.9974 | 71194.9974
3.046 | Installation of uPVC ducts including excavation, shuttering, reinforcement, concrete encasement, back filling, reinstatement, end caps, draw ropes, aluminium duct marker, warning tapes, cable tiles etc;complete; as per drawings, specification and authority requirement | Lump Sum | 1 | 42716.9984 | 42716.9984
Distribution Board (Area Lighting)
3.047 | Supply,DB complete all as specified and as shown on drawings. | Lump Sum | 1 | 7381.2793 | 7381.2793
3.048 | Installed, connected, and tested, DB complete including enclosure, bus bars, circuit breakers, and insulators, etc... complete all as specified and as shown on drawings. | Lump Sum | 1 | 2460.4264 | 2460.4264
Earthing
3.049 | Supply Earthing to Control Cabinet and poles including earth electrodes, earth pits and earthing cable from LCC or light pole to earth pit, complete as shown on drawing and as per specification | Lump Sum | 1 | 41827.2492 | 41827.2492
3.05 | Install Earthing to Control Cabinet and poles including earth electrodes, earth pits and earthing cable from LCC or light pole to earth pit, complete as shown on drawing and as per specification | Lump Sum | 1 | 25096.3495 | 25096.3495
Buildings
3.051 | MEP works for building includes Power, lighting, fire alarm, fire extinguishers, Emrgency Lighting, Earthing, HVAC & Drainage system; complete all as specified, as shown on the drawings and as per Engineer's approval. | Lump Sum | 1 | 344459.6991 | 344459.6991
SPARE PARTS FOR ELECTRICAL EQUIPMENT
3.052 | Spare parts for sub-distribution boards complete as specified. | Lump Sum | 1 | 41827.2492 | 41827.2492
Temporary power supply
3.053 | Provision of temporary power supply including all necessary equipment, cables, connections, and distribution boards as required for the site. Contractor shall coordinate with TAQA/TAQA for all connection requirements, approvals, and inspections to ensure compliance with utility regulations. | Lump Sum | 1 | 125481.7475 | 125481.7475
| Total Costs for Bill No.3 excluding VAT (AED) |  |  |  | 2206138.8517
ABU DHABI DISTRIBUTION COMPANY PJSC
(TAQA Distribution )
Tender A-20669
Tender Title: Improvement of Exisiting Tanker Filling Station at Al Ain Area-
Nahel

## Nahel-Bill 04
Bill No.4, CONSTRUCTION OF PIPELINES
Sl.No | Description | UNIT | Quantity (Q) | Unit Rate AED (A) | Total Line Costs Ecxluding VAT B= AED (Q X A)
A- Construction of uPVC Pipeline
Construct Upvc pipeline as specified complete include installation of detectable warning tapes and other accessories as per specification. Rates shall include all costs for commissioning and handing over in full commercial operation. For the following pipelines
Upvc pipe line
4.001 | Upvc pipe line for Storm Water Works | Lump Sum | 1 | 1739.3042 | 1739.3042
4.002 | Upvc pipe line for Sewer Works | Lump Sum | 1 | 2342.326 | 2342.326
DI Pipelines
Construct the Ductile Iron (D.I) pipeline as per the approved specifications, including tie-in connection with the existing line using polyethylene sleeves and rubber gaskets, installation of detectable warning tapes, and all necessary accessories. The scope includes supply of all materials, labor, equipment, and consumables required for the complete installation, as well as testing for pressure and leakage, flushing, disinfection, commissioning, and handing over the system in full commercial operation. The quoted rates shall cover all associated costs to deliver a fully functional and operational pipeline in compliance with relevant standards and project requirements.
4.003 | DI Pipelines | Lump Sum | 1 | 77938.3999 | 77938.3999
Construction of PPR Pipeline
Construct PPR pipeline using butt fusion method as specified complete include installation of detectable warning tapes and other accessories as per specification. Rates shall include all costs for testing, flushing, disinfection, commissioning and handing over in full commercial operation.
4.004 | PPR pipe line | Lump Sum | 1 | 2455.3599 | 2455.3599
Exta over item For pipeline construction items for installation of D.I, PPR, HDPE & uPVC fittings complete (such as restrained couplings, bends, tees, reducers, reducing flanges, Lange spigot pieces, flange socket pieces, quick dismantling joints, flanged adaptors, socket connectors, tied dismantling joints, blank flanges, double flanged extension pieces, adjustable S bends, duck foot elbows, flanged pipe pieces with anchor flange, transition pieces, collars, stepped couplings, and caps, restraining glands, etc.) for the following pipes:
uPVC Fittings
4.005 | uPVC pipe line for Storm Water Works | Lump Sum | 1 | 2119.7514 | 2119.7514
4.006 | uPVC pipe line for Sewerage Works | Lump Sum | 1 | 3346.1799 | 3346.1799
DI Pipelines
4.007 | DI Pipelines | Lump Sum | 1 | 75502.8226 | 75502.8226
PPR Pipelines
4.008 | PPR Pipelines | Lump Sum | 1 | 2050.3517 | 2050.3517
Exta over item pipeline construction for installation of flanged valves, gate valves, flowmeters, control valves, etc. including all the accessories as per the specification.
4.009 | Flow Meter Validation Unit | Lump Sum | 1 | 37477.2153 | 37477.2153
4.01 | Settlement Type Electromagnetic Flow Meter | Lump Sum | 1 | 37606.3243 | 37606.3243
4.011 | Control Valve Chamber | Lump Sum | 1 | 53554.432 | 53554.432
4.012 | Air Valve | Lump Sum | 1 | 2740.9898 | 2740.9898
4.013 | Washout Valve | Lump Sum | 1 | 6626.2661 | 6626.2661
4.014 | Manual Butterfly Valve | Lump Sum | 1 | 7211.8075 | 7211.8075
4.015 | Manual Check Valve | Lump Sum | 1 | 12258.1346 | 12258.1346
4.016 | Electromagnetic Flow Meter | Lump Sum | 1 | 210118.1556 | 210118.1556
4.017 | Gate Valve | Lump Sum | 1 | 4718.1137 | 4718.1137
Service Connections
Installation of Pipework for Service Connections
Construct of New Tapping : Work includes Hand excavation, dewatring,and installation of new saddle strap & ferrule/pressure tapping tee with extra long outlet with all required fittings and supply of installation of moulding compound warping tap & polythene sleeve for protection of saddle & ferrule,backfilling and shutdown of distribution etc.all as per TAQA Specification.
4.018 | Tapping in 400 DI Main line | Lump Sum | 1 | 8030.8318 | 8030.8318
Construct reinforced concrete encased Socket type uPVC DUCTS for the areas under car pass, for the proposed polyethylene house connection pipes, including the supply of uPVC pipe used for protection and all other materials complete with uPVC end cap at each duct end, duct end sealing, bituminous painting of concrete, excavation by hand, dewatering, backfilling and provision of 10 mm dia. pulling rope for installation of polyethylene house connection pipes etc. all as per TAQA Specification and Tender Drawings and as directed by TAQA/ENGINEER :
4.019 | Reinforce concrete encasement for uPVC pipes for Storm Water Works | Lump Sum | 1 | 18738.6076 | 18738.6076
| Total Costs for Bill No.4 excluding VAT (AED) |  |  |  | 566575.3738
ABU DHABI DISTRIBUTION COMPANY PJSC
(TAQA Distribution )
Tender A-20669
Tender Title: Improvement of Exisiting Tanker Filling Station at Al Ain Area-
Nahel

## Nahel-Bill 05
Bill No.5, INSTRUMENTATION AND CONTROL/ SCADA
Sl.No | Description | UNIT | Quantity (Q) | Unit Rate AED (A) | Total Line Costs Ecxluding VAT B= AED (Q X A)
TANKER CONTROL SYSTEM/WorkStation
CONTROL SYSTEM
5.001 | Dual system servers including but not limited to, CPU, HDD, keyboard mouse, DVDD, USB drive, software interface devices. | No | 1 | 124949.7049 | 124949.7049
5.002 | Operator workstation including but not limited to, two computers each 21" LCD monitor, CPU, keyboard, mouse, interface devices, 2 GB RAM min., HDD, USB drive, DVDD etc. including one printer. | No | 1 | 40667.7978 | 40667.7978
5.003 | Electronic cabinets including but not limited to, one dual redundant, PLC, communication and power supply modules, interface/signal/alarm etc. modules alongwith suitable communication equipment. | No | 1 | 531639.3949 | 531639.3949
5.004 | Redundant secured communication network, bus and interfaces and other auxiliaries, as required | Lump Sum | 1 | 147036.1656 | 147036.1656
5.005 | Software packages including but not limited to the original license including all application, engineering and HMI software, configuration software etc., as required. | Lump Sum | 1 | 446271.6524 | 446271.6524
5.006 | Field Process Unit, which consists of flow computer with card reader, push buttons for Start / Stop, Emergency push button, lamps for indication, remote I/O module/ RTU | No | 8 | 184262.4173 | 1474099.3388
5.007 | Start / Stop Panel for Manual Tanker Filling Operation as specified | No | 8 | 3588.778 | 28710.2238
5.008 | Fiscal Ticket Printers for printing the prepaid cards etc. as required showing tanker information , volume and amount. To be installed in Customer Service Unit of the office building | No | 2 | 29212.1508 | 58424.3017
5.009 | Supply and Install A3 & A4 printer | Lump Sum | 1 | 7968.9275 | 7968.9275
5.01 | Supply and Install UPS as required | Lump Sum | 1 | 119528.8934 | 119528.8934
LEVEL SWITCHES
5.011 | Supply of level switches of suitable type for tanker overflow detection complete with cable and other installation accessories to be installed on the filling hose. | No. | 8 | 14221.2647 | 113770.1178
5.012 | ACCESS CONTROL SYSTEM
5.013 | Proximity Card Reader Unit / including all accessories required for installing at the entrance of the station, complete with power supply unit, modules etc and all other accessories as required for communication to centralised loading system PLC. | No | 4 | 99607.4112 | 398429.6448
5.014 | Motorised boom including warning beacons, audible alram and all other accessries, to be installed at the entrance and exit of the station as required including interfaces with the loading system PLC. | No | 4 | 119528.8934 | 478115.5737
5.015 | Display units for bay identifcation and driver information including all required accessories and interfaces. | No | 10 | 41318.6298 | 413186.2983
SPARE PARTS FOR ELECTRICAL EQUIPMENT
5.016 | Spare parts for sub-distribution boards complete as specified. | Lump Sum | 1 | 147566.5351 | 147566.5351
SPARE PARTS FOR I & C SYSTEM & F.O CABLE
SPARE FOR THE FIELD INSTRUMENTS
5.017 | Electromagnetic flowmeter transmitter. | No | 1 | 68434.3989 | 68434.3989
5.018 | Pressure transmitter (One from each range selected) | No | 1 | 7528.9049 | 7528.9049
5.019 | Differential pressure switch, one no. for the highest range selected. | No | 1 | 11910.7275 | 11910.7275
5.02 | Pressure gauge, one no. for each range selected. | No | 1 | 1425.4727 | 1425.4727
5.021 | Level Switches | No | 1 | 8345.3728 | 8345.3728
SPARES FOR CONTROL AND SCADA SYSTEM
5.022 | The number of spare equipment modules shall be 5% of the installed units, rounded upto the nearest integer i.e. CPU, CP, power supply modules, I/O modules of each type, bus controller, fibre optic interfaace modules, all communication device and modules etc. alongwith 10% spare hardware accessories like relays, batteries, MCB's, etc, and EPROM/EEPROM shall be 2 minimum of each type. | Lump Sum | 1 | 250863.1097 | 250863.1097
SPARE FOR F.O. CABLE SYSTEM
5.023 | Fibre optical splicing kit, 1 set for tap off location. | Lump Sum | 1 | 103296.5746 | 103296.5746
5.024 | 10% minimum F.O. interfacing module/component of each type installed at the F.O. system cabinet/panel including interfacing module, power supply module, patch panel etc. | Lump Sum | 1 | 44269.9605 | 44269.9605
5.025 | Recommended consumables for 2 years trouble free operation | Lump Sum | 1 | 44269.9605 | 44269.9605
5.026 | SCADA System Integration with existing main SCADA and Customer care and Billing System ( CC&B) | Lump Sum | 1 | 49208.5284 | 49208.5284
| Total Costs for Bill No.5 excluding VAT (AED) |  |  |  | 5119917.5807
ABU DHABI DISTRIBUTION COMPANY PJSC
(TAQA Distribution )
Tender A-20669
Tender Title: Improvement of Exisiting Tanker Filling Station at Al Ain Area
Nahel

## AL SAAD-Summary
SUMMARY SHEET - AL SAAD
Bill No. | Description | Total Costs Excluding VAT (AED)
1 | SUPPLY OF PIPEWORKS | 939505.7748
2 | CIVIL WORKS | 7924905.5521
3 | ELECTRICAL WORKS | 2611404.6074
4 | CONSTRUCTION OF PIPELINES | 417097.812
5 | INSTRUMENTATION AND CONTROL/ SCADA | 3928316.1367
| Total Costs Excluding VAT ( AED) | 15821229.883
| Total Value Added Tax (VAT/5%) (AED) | 791061.4942
| Total Costs Including VAT (AED) | 16612291.3772
| Total Costs in Words Excluding VAT (AED): | Dirhams Fifteen million, eight hundred twenty-one thousand, two hundred twenty-nine and eighty-eight Fils
| VAT Amount in Words (AED): | Dirhams Seven hundred ninety-one thousand, sixty-one and forty-nine Fils
| Total Costs in Words Including VAT (AED): | Dirhams Sixteen million, six hundred twelve thousand, two hundred ninety-one and thirty-eight Fils
ABU DHABI DISTRIBUTION COMPANY PJSC
(TAQA Distribution )
Tender Title : Improvement of Exisiting Tanker Filling Station at Al Ain Area
Tender No. A-20669
Bidder Name:
Date:

## AL SAAD-Bill 01
Bill No.1, SUPPLY OF PIPEWORKS
Sl.No | Description | UNIT | Quantity (Q) | Unit Rate AED (A) | Total Line Costs Ecxluding VAT B= AED (Q X A)
Storm Water Works
1.001 | Supply the following ISO standard uPVC including warning tape and all other accessories as per ADEWA standard specifications | Lump Sum | 1 | 6726.1743 | 6726.1743
Sewerage Works
1.002 | Supply the following ISO standard uPVC including warning tape and all other accessories as per ADEWA standard specifications | Lump Sum | 1 | 2718.8042 | 2718.8042
Gully Trap
1.003 | Supply the following ISO standard Gully trap including all other accessories as per ADEWA standard specifications | Lump Sum | 1 | 225.8671 | 225.8671
Potable Water Works
Ductile Iron (DI) Pipe
Supply and Install DI pipe as specified complete with installation of detectable warning tapes and other accessories all in accordance with TAQA standard specification, data sheet and drawings.
1.004 | DI - Standard Socket Spigot pipes | Lump Sum | 1 | 119125.145 | 119125.145
1.004a | DI - Restrained | Lump Sum | 1 | 119125.145 | 119125.145
Gate Valves
1.005 | Supply of PN 16 Manual Gate Valves above ground in inaccordance with specification, drawings and data sheet. | Lump Sum | 1 | 4517.8984 | 4517.8984
CHECK VALVES
1.006 | Supply of Check Valves above ground in inaccordance with specification, drawings and data sheet. | Lump Sum | 1 | 6584.953 | 6584.953
Air Valves
1.007 | Supply of Air Valves in accordance with specification, drawings and data sheet. | Lump Sum | 1 | 8326.4106 | 8326.4106
Bulk Connection Chamber Valves & Fittings
1.008 | Supply of Manual Check Valves & Fittings in accordance with specification, drawings and data sheet. | Lump Sum | 1 | 8268.115 | 8268.115
1.009 | Supply of Manual Butterfly Valves & Fittings in accordance with specification, drawings and data sheet. | Lump Sum | 1 | 5586.8172 | 5586.8172
1.01 | Supply of Settlement Type Electromagnetic Flow Meter & Fittings on 300mm dia line in accordance with specification, drawings and data sheet. | Lump Sum | 1 | 60811.9934 | 60811.9934
1.011 | Supply of Control Valve & Fittings in accordance with specification, drawings and data sheet. | Lump Sum | 1 | 39941.5998 | 39941.5998
Wash Out Valves
1.012 | Supply of Wash Out Valves in accordance with specification, drawings and data sheet. | Lump Sum | 1 | 4267.9247 | 4267.9247
Bip Tap
1.013 | Supply of BIP TAP including all fittings and accessories | Lump Sum | 1 | 451.7343 | 451.7343
Flow Meter Validation Unit
1.014 | Supply flow meter validation unit with validation software all as per specifications. The unit shall be supplied with power supply with rechargeable batteries and integral charger unit. | Lump Sum | 1 | 32123.3274 | 32123.3274
Flow Control Valve
1.014a | Supply flow control valve for the above ground(Vertical pipeline) validation unit with validation software all as per specifications. The unit shall be supplied with power supply with rechargeable batteries and integral charger unit. | Lump Sum | 1 | 40236.5941 | 40236.5941
Electromagnetic Flow Meter
1.015 | Supply of 6" flow meter. all in accordance with specification, data sheet and drawings. | Lump Sum | 1 | 148120.261 | 148120.261
PPR Pipes
1.016 | Supply , PPR 20-25mm pipes Including valves and chambers all as specified and shown on drawings. | Lump Sum | 1 | 1349.7369 | 1349.7369
Flexible hoses
1.017 | Supply of PN 16 Flexible hoses of sufficient length, with one end flanged and necessary attachments including fasteners, gaskets etc. for filling bays as specified. | Lump Sum | 1 | 17935.5244 | 17935.5244
HDPE Pipes
1.018 | Supply of HDPE pipes including all fittings all as specified and as shown on drawings. | Lump Sum | 1 | 33311.0269 | 33311.0269
Water booster set
Water booster set, with two or three vertical multi-stage pumps as shown on drawings, control box, skid mounted, installed, connected and tested complete with stainless steel headers, pump individual isolating ball valves, check valves, isolating butterfly valves PN 20, lug and wafer type lever operated, strainer cast iron body PN 20, flexible connections, concrete inertia pad, house pad, vibration eliminator pad, low level control float switches, pressure switch and controls all supplied from pump manufacturer diaphragm tank (s), food quality synthetic rubber membrane, steel painted body, working pressure 10 bars with isolating valve and pressure gauge, electric connections, wiring and accessories all as specified and shown on the drawings.
1.019 | Pump Capacity 51 l/s @ 2Bar(1 Duty + 1 Standby) | Lump Sum | 1 | 159990.1475 | 159990.1475
Domestic water pump set
Domestic water pump set for building, with single stage pumps and pressure vessel as shown on drawings, control box, skid mounted, installed, connected and tested complete with stainless steel headers, pump individual isolating ball valves, check valves, isolating butterfly valves PN 20, lug and wafer type lever operated, strainer cast iron body PN 20, flexible connections, concrete inertia pad, house pad, vibration eliminator pad, low level control float switches, pressure switch and controls all supplied from pump manufacturer diaphragm tank (s), food quality synthetic rubber membrane, steel painted body, working pressure 2 bars with isolating valve and pressure gauge, electric connections, wiring and accessories all as specified and shown on the drawings.
1.02 | Water pump set 1 duty + I standby 1.0 L/S @30m head each pump | Lump Sum | 1 | 13040.0632 | 13040.0632
Tie in connection with existing network
Gate Valves
1.021 | Supply of PN 16 Manual Gate Valves above ground on 200mm dia line in accordance with specification, drawings and data sheet. | Lump Sum | 1 | 24057.5433 | 24057.5433
Wash Out Valves
1.022 | Supply of PN 16 Washout Valves above ground on 200mm dia line in accordance with specification, drawings and data sheet. | Lump Sum | 1 | 3812.7437 | 3812.7437
Air Valves
1.023 | Supply of PN 16 Air Valves above ground on 200mm dia line in accordance with specification, drawings and data sheet. | Lump Sum | 1 | 8326.4106 | 8326.4106
Bulk Connection Chamber Valves & Fittings
1.024 | Supply of Manual Check Valves & Fittings on 200mm pipe in accordance with specification, drawings and data sheet. | Lump Sum | 1 | 5244.2834 | 5244.2834
1.025 | Supply of Manual Butterfly Valves & Fittings on 200mm in accordance with specification, drawings and data sheet. | Lump Sum | 1 | 4772.4141 | 4772.4141
1.026 | Supply of Settlement Type Electromagnetic Flow Meter & Fittings on 200mm dia line in accordance with specification, drawings and data sheet. | Lump Sum | 1 | 34549.1014 | 34549.1014
1.027 | Supply of Control Valve & Fittings on 200mm dia pipe in accordance with specification, drawings and data sheet. | Lump Sum | 1 | 25958.0148 | 25958.0148
| Total Costs for Bill No.1 excluding VAT (AED) |  |  |  | 939505.7748
ABU DHABI DISTRIBUTION COMPANY PJSC
(TAQA Distribution )
Tender A-20669
Tender Title: Improvement of Exisiting Tanker Filling Station at Al Ain Area-
Al Saad

## AL SAAD- Bill 02
Bill No.2, CIVIL WORKS
Sl.No | Description | UNIT | Quantity (Q) | Unit Rate AED (A) | Total Line Costs Ecxluding VAT B= AED (Q X A)
Trial trench and Trial pits
2.001 | Trial trench and Trial pits | Lump Sum | 1 | 6512.0008 | 6512.0008
Trenches for Pipelines
Excavate and Backfill Trenches for Pipelines
Excavate, dewater and backfill trenches for pipelines including shoring, surveying, etc. for a maximum cover to pipelines of 1.2 m as per specification and as shown in drawings for the following sizes of pipelines
PPR Pipelines
2.002 | PPR Pipelines | Lump Sum | 1 | 52997.5851 | 52997.5851
HDPE Pipelines
2.003 | HDPE Pipelines | Lump Sum | 1 | 137321.3195 | 137321.3195
DI Pipelines
2.004 | DI Pipelines | Lump Sum | 1 | 164174.4134 | 164174.4134
uPVC Pipelines for Storm Water Works
2.005 | uPVC Pipelines | Lump Sum | 1 | 22129.0752 | 22129.0752
uPVC Pipelines for Sewerage Works
2.006 | uPVC Pipelines | Lump Sum | 1 | 30541.3716 | 30541.3716
E.O.I for Excavate and Backfill Trenches for Pipelines
E.O.I. for excavation of every additional 500 mm excavation depth exceeding 1.2 m cover, including dewatering, shoring, backfilling and disposal of surplus material all as per specification for the following pipelines
PPR Pipelines
2.007 | PPR Pipelines | Lump Sum | 1 | 4920.8528 | 4920.8528
DI Pipelines
2.008 | DI Pipelines | Lump Sum | 1 | 4920.8528 | 4920.8528
HDPE Pipelines
2.009 | HDPE Pipelines | Lump Sum | 1 | 4920.8528 | 4920.8528
uPVC Pipelines for Storm Water Works
2.01 | uPVC Pipelines | Lump Sum | 1 | 4920.8528 | 4920.8528
uPVC Pipelines for Sewerage Works
2.011 | uPVC Pipelines | Lump Sum | 1 | 4920.8528 | 4920.8528
2.012 | E.O.I for excavation in rock using rock breaker including disposal of excavated material as per the Municipality requirements - the rock should be classified as per specs by lab test | Lump Sum | 1 | 4920.8528 | 4920.8528
2.013 | E.O.I. for supply, place and compact approved imported bedding / fill material/gatch including disposal of surplus material as per specifications and as ordered and authorized by TAQA Engineer | Lump Sum | 1 | 4920.8528 | 4920.8528
2.014 | General excavation for any other purpose including dewatering, backfilling as required or instructed by TAQA Engineer. | Lump Sum | 1 | 23699.654 | 23699.654
Construction of Manholes and Facilities at Pipelines for Storm Water Works
2.015 | Manholes including excavation, dewatering, shoring, backfilling, concrete works including the Removable cover slab, benching, blinding and screeds connection joints and protection coating to all internal concrete surfaces, waterproofing , tanking , heavy duty ductile cover & frame, complete in all respect as detailed on drawing and as per specification | Lump Sum | 1 | 86557.8015 | 86557.8015
Construction of Manholes and Facilities at Pipelines for Sewer Works
2.016 | Manholes including excavation, dewatering, shoring, backfilling, concrete works including the Removable cover slab, benching, blinding and screeds connection joints and protection coating to all internal concrete surfaces, waterproofing , tanking , heavy duty ductile cover & frame, complete in all respect as detailed on drawing and as per specification | Lump Sum | 1 | 151808.3102 | 151808.3102
2.017 | Construction Storm water channels excavation, dewatering, shoring, backfilling, concrete works including the gratings complete in all respect as detailed on drawing and as per specification | Lump Sum | 1 | 51929.4073 | 51929.4073
2.018 | Construction of Concrete support (thrust blocks) for fittngs including reinforcement, formwork, backfilling etc. as per authority requirements, specifications and drawings | Lump Sum | 1 | 15353.0609 | 15353.0609
2.019 | Construct reinforced concrete encased socket type GRP DUCTS for the proposed road crossing pipes, including the supply of all material complete with GRP end cap at each duct end, duct end sealing, bituminous painting of concrete, excavation, dewatering, backfilling and provision of 10 mm dia. pulling rope for installation of HDPE distribution pipes etc. all as per the specification and tender drawings, as per TAQA standards and as directed by Engineer. | Lump Sum | 1 | 63577.4187 | 63577.4187
Soakaway
2.02 | Costruction of Soakway | Lump Sum | 1 | 15766.4125 | 15766.4125
Backdrops
2.021 | Construction of Backdrop complete with concrete surround as per SWS standard drawing | Lump Sum | 1 | 27064.6906 | 27064.6906
Construction of Chambers, and Facilities at Pipelines
Construction of Concrete Chambers
Construct reinforced concrete chambers, as per TAQA's standard specification with precast cover slab for chambers on pipelines including the supply of all materials complete with protection board and water proofing of outside walls from top to bottom water stop at construction joints, installation of hot dipped galvanized lifting hooks in cover slab, supports for valve spindle extension casting in of anchor flange sealing flange (water stop),access cover frame, surface box, chamber indication plate owner information plate ventilation pipes bolting of aluminum ladder excavation dewatering, backfilling, etc., all as per specification and as shown on tender drawings (for lifting hooks, ladder, vent pipes, chamber protection & water stop) all as directed and authorized by TAQA Engineer (not include supply of pipework inside chambers)
2.022 | Gate Valve Chamber (s) as per Drawing | Lump Sum | 1 | 21651.7525 | 21651.7525
2.023 | Flow Meter Chamber (s) as per Drawings | Lump Sum | 1 | 21651.7525 | 21651.7525
2.024 | Control Valve Chamber (s) as per Drawing | Lump Sum | 1 | 30017.2024 | 30017.2024
2.025 | Bulk Connection Chamber (s) as per Drawings | Lump Sum | 1 | 21651.7525 | 21651.7525
2.026 | Check Valve Chamber (s) as per Drawings | Lump Sum | 1 | 21651.7525 | 21651.7525
2.027 | Washout Valve Chamber (s) as per Drawings | Lump Sum | 1 | 21651.7525 | 21651.7525
2.028 | Air Release Valve Chamber (s) as per Drawings | Lump Sum | 1 | 21651.7525 | 21651.7525
2.029 | Manual Check Valve Chamber (s) as per Drawings | Lump Sum | 1 | 21651.7525 | 21651.7525
GRP Tank
2.03 | Supply 6m3 GRP tank including GRP panel not less than 8mm, insulation 25mm, all as specified and shown on drawings. | Lump Sum | 1 | 11778.1597 | 11778.1597
2.031 | Install,test and commissioning 6m3 GRP tank including GRP panel not less than 8mm, insulation 25mm, all as specified and shown on drawings. | Lump Sum | 1 | 7852.1065 | 7852.1065
2.031 | Supply 1400m3 GRP tank including GRP panel not less than 8mm, insulation 25mm, all as specified and shown on drawings. | Lump Sum | 1 | 1340873.3499 | 1340873.3499
2.032 | Install,test and commissioning 1400m3 GRP tank including GRP panel not less than 8mm, insulation 25mm, all as specified and shown on drawings. | Lump Sum | 1 | 701674.2488 | 701674.2488
Structural Steel Column for Ladder Support
2.033 | Supply, fabrication, and installation of structural steel column for ladder support, including all required base plates, anchor bolts, connections, welding, surface treatment, and complete erection at site. Works shall be carried out as per approved drawings, specifications, and relevant standards. All associated materials, labor, equipment, and coordination are to be included to complete the item in all respects. | Lump Sum | 1 | 58045.6802 | 58045.6802
Steel Ladders
2.034 | Supply and Install Steel adjustable ladder including supporting frame, shade and hand rail as shown on drawing | Lump Sum | 1 | 89301.0465 | 89301.0465
Car Parking Shed
2.035 | Car Parking Shed including post, foundation and designated signages all as specified and shown on drawings. | Lump Sum | 1 | 33461.7993 | 33461.7993
Garbage Containers
2.036 | Garbage containers and bins with lid all as specified and shown on drawings. | Lump Sum | 1 | 2710.4057 | 2710.4057
Asphalt Works
2.037 | Asphalt Paving including underneath layers | Lump Sum | 1 | 449460.5618 | 449460.5618
Road Surface Markings
Surface markings
2.038 | In accordance with Traffic Control Devices Manual on uniform traffic control devices TR-511 Surface markings including all necessary preparation works, etc.; all in accordance with Road Markings Plan drawings and specifications | Lump Sum | 1 | 6451.4349 | 6451.4349
Traffic Signs
2.039 | Supply In accordance with Traffic Control Devices Manual Second Edition September 2020 of Abu Dhabi City Municipality Warning and Regulatory Sign and Posts etc.; all in accordance with Traffic Device Plan drawings and Specification | Lump Sum | 1 | 13250.8725 | 13250.8725
2.04 | Install In accordance with Traffic Control Devices Manual Second Edition September 2020 of Abu Dhabi City Municipality Warning and Regulatory Sign and Posts including all necessary civil works, etc.; all in accordance with Traffic Device Plan drawings and Specification | Lump Sum | 1 | 8833.915 | 8833.915
Concrete Works
2.041 | Construct reinforced foundation for GRP Tank including all works | Lump Sum | 1 | 360617.4769 | 360617.4769
2.042 | Reinforced concrete Coloumn including Concrete foundation, Aluminum Cladding, Steel Truss, Tension cables, 40mm mild steel painted hollow section, lighting, telephone etc as shown on drawing and as per specification. | Lump Sum | 1 | 406887.1145 | 406887.1145
2.043 | Reinforced concrete pedestal for steel ladders as shown on drawing | Lump Sum | 1 | 23456.3774 | 23456.3774
2.044 | Reinforced concrete foundation for LED Screen as shown on drawing | Lump Sum | 1 | 30115.6194 | 30115.6194
2.045 | Reinforced concrete foundation for 14m light pole as shown on drawing | Lump Sum | 1 | 100407.9847 | 100407.9847
2.046 | Concrete Paving including underneath layers all as specified and shown on drawings. | Lump Sum | 1 | 35887.7798 | 35887.7798
2.047 | Concrete encasement for road crossing ducts for seweage pipes including all works and accroding to drawing | Lump Sum | 1 | 3011.5619 | 3011.5619
2.048 | Supply of Concrete interlock concrete pedestrian paving block; Including sand bed. | Lump Sum | 1 | 21919.1517 | 21919.1517
2.049 | Installation of Concrete interlock concrete pedestrian paving block; Including sand bed all as specified and shown on drawings. | Lump Sum | 1 | 14612.7678 | 14612.7678
2.05 | Supply of Concrete interlock concrete vehicular paving block; Including sand bed. | Lump Sum | 1 | 110730.1133 | 110730.1133
2.051 | Installation of Concrete interlock concrete vehicular paving block; Including sand bed all as specified and shown on drawings. | Lump Sum | 1 | 73820.0755 | 73820.0755
2.052 | Supply of Kerbs, Wheel Stoppers all in accordance with drawing and specifications | Lump Sum | 1 | 24134.6574 | 24134.6574
2.053 | Installation of Kerbs, Wheel stoppers complete including excavation, concrete foundation and haunching, cement mortar and backfilling (where required) etc. ; all in accordance with drawing and specifications | Lump Sum | 1 | 16089.7716 | 16089.7716
2.054 | Supply of Chlorinated rubber based paint for kerb, colour as per specification and as directed by the Engineer. | Lump Sum | 1 | 23008.3332 | 23008.3332
2.055 | Installation of Chlorinated rubber based quick drying paint for kerbs applied in two coats to exposed faces of concrete kerbs and road separator; colour as per specification and as directed by the Engineer. | Lump Sum | 1 | 12782.4073 | 12782.4073
NDRC
2.056 | Supply and installation of Non-Destructive Road Crossing for potable water pipelines, including all necessary materials, equipment, and labor. The scope includes trenchless installation of ducts beneath existing roads or pavements without excavation, ensuring minimal disruption to traffic and surface conditions. Works involve laying, jointing, and pressure testing of ducts in compliance with potable water standards, project specifications, and safety regulations. | Lump Sum | 1 | 16730.8997 | 16730.8997
Buildings
Construct the buildings including excavation, backfilling, disposal of surplus material, anti-termite treatment, waterproofings, shoring works, plain cement concrete works, screed, reinforced concrete works, masonry works, metal works, internal finishes, external finishes, doors and windows, all necessary complete all as specified, as shown on the drawings and as per Engineer's approval.
2.057 | Office Building | Lump Sum | 1 | 1140740.3455 | 1140740.3455
2.058 | Guard Room, Operator Room & drivers toilet | Lump Sum | 1 | 582687.8794 | 582687.8794
2.059 | Pump Room and MCC Room | Lump Sum | 1 | 460466.9842 | 460466.9842
Gates, Fences and Barbed Wires
2.06 | Supply Automatic Gate Barrier with Arm | Lump Sum | 1 | 54208.1149 | 54208.1149
2.061 | Install Automatic Gate Barrier with Arm | Lump Sum | 1 | 10038.5398 | 10038.5398
Removal, Refurbishment and Demolishing of Miscellaneous Objects
Demolition
2.062 | Refurbishment of existing 2.1m Boundary wall | Lump Sum | 1 | 75289.0485 | 75289.0485
2.063 | Demolition of existing parking and dispose to approved tip. | Lump Sum | 1 | 26769.4395 | 26769.4395
2.064 | Demolition of existing Storm water channels and dispose to approved tip. | Lump Sum | 1 | 34047.3808 | 34047.3808
2.065 | Removal of existing Interlocking tiles including underneath layers and handover tiles to Client Store | Lump Sum | 1 | 44219.7678 | 44219.7678
2.066 | Refurbishment of Sewer collection components including modification of Vent pipe, rehabilitation of Manhole cover. | Lump Sum | 1 | 10038.5398 | 10038.5398
2.067 | Removal of the existing Prefab structures and hand over to Client store | Lump Sum | 1 | 16730.8997 | 16730.8997
2.068 | Demolition of existing Storm water channels and dispose to aPPRoved tip. | Lump Sum | 1 | 10038.5398 | 10038.5398
2.069 | Removal and relocation of existing Parking Shades including posts, foundation and install designated signages. | Lump Sum | 1 | 6692.3599 | 6692.3599
2.07 | Removal of existing Tanker Filling Bays and handover to Client store | Lump Sum | 1 | 25096.3495 | 25096.3495
2.071 | Refurbishment & Painting of existing gates | Lump Sum | 1 | 12951.6847 | 12951.6847
Miscellaneous Items
2.072 | Supply new water cooler | Lump Sum | 1 | 10943.9767 | 10943.9767
2.073 | Install Water Cooler all in accordance with drawing and specifications | Lump Sum | 1 | 6298.6916 | 6298.6916
2.074 | Supply HSE Sign Boards | Lump Sum | 1 | 2007.708 | 2007.708
2.075 | Install HSE Sign Boards | Lump Sum | 1 | 1003.854 | 1003.854
2.076 | Construction of Temporary tanker filling arrangement with 2 fillling bays including access road. | Lump Sum | 1 | 23423.2595 | 23423.2595
Tie in connection with existing network
Excavate and Backfill Trenches for Pipelines
Excavate, dewater and backfill trenches for pipelines including shoring, surveying, etc. for a maximum cover to pipelines of 1.2 m as per specification and as shown in drawings for the following sizes of pipelines
HDPE Pipelines
2.077 | 200mm dia HDPE Pipelines | m | 400 | 250.9635 | 100385.398
Construction of Concrete Chambers
Construct reinforced concrete chambers, as per TAQA's standard specification with precast cover slab for chambers on pipelines including the supply of all materials complete with protection board and water proofing of outside walls from top to bottom water stop at construction joints, installation of hot dipped galvanized lifting hooks in cover slab, supports for valve spindle extension casting in of anchor flange sealing flange (water stop),access cover frame, surface box, chamber indication plate owner information plate ventilation pipes bolting of aluminum ladder excavation dewatering, backfilling, etc., all as per specification and as shown on tender drawings (for lifting hooks, ladder, vent pipes, chamber protection & water stop) all as directed and authorized by TAQA Engineer (not include supply of pipework inside chambers)
2.078 | Gate Valve Chamber on 200mm dia line as per Drawing | Lump Sum | 1 | 13384.7197 | 13384.7197
2.079 | Flow Meter Chamber on 200mm dia line as per Drawings | Lump Sum | 1 | 13384.7197 | 13384.7197
2.08 | Control Valve Chamber on 200mm dia line as per Drawings | Lump Sum | 1 | 13384.7197 | 13384.7197
2.081 | Manual Butterfly valve 200mm dia as per Drawings | Lump Sum | 1 | 13384.7197 | 13384.7197
2.082 | Washout Valve Chamber 200mm dia as per Drawings | Lump Sum | 1 | 13384.7197 | 13384.7197
2.083 | Air release valve Chamber 200mm dia as per Drawings | Lump Sum | 1 | 13384.7197 | 13384.7197
2.084 | Manual Check Valve Chamber 200mm dia as per Drawings | Lump Sum | 1 | 13384.7197 | 13384.7197
2.085 | Tie-in with existing DI 300mm pipe line including all fittings and accessories all in accordance with drawing and specifications, | Lump Sum | 1 | 13384.7197 | 13384.7197
Single Girder Crane 1.0 ton
2.086 | Supply, installation, testing, and commissioning of single girder EOT crane of 1.0-ton capacity, including all structural supports, electric hoist, end carriages, LT/CT drives, control panel, cabling, DSL system, and all necessary accessories, complete in all respects as per approved drawings and technical specifications. | Lump Sum | 1 | 100385.398 | 100385.398
| Total Costs for Bill No.2 excluding VAT (AED) |  |  |  | 7924905.5521
ABU DHABI DISTRIBUTION COMPANY PJSC
(TAQA Distribution )
Tender A-20669
Tender Title: Improvement of Exisiting Tanker Filling Station at Al Ain Area-Al Saad
Al Saad

## AL SAAD-Bill 03
Bill No.3, Electrical Works
Sl.No | Description | UNIT | Quantity (Q) | Unit Rate AED (A) | Total Line Costs Ecxluding VAT B= AED (Q X A)
Electrical
LV Cable
3.001 | Supply of LV Cables as per drawings and specifications | Lump Sum | 1 | 52583.6115 | 52583.6115
3.002 | Installation of LV Cables as per drawings and specifications | Lump Sum | 1 | 31550.1669 | 31550.1669
CAT 6 Cables
3.003 | Supply of CAT 6 Cables as per drawings and specifications | Lump Sum | 1 | 9841.7057 | 9841.7057
3.004 | Installation OF CAT 6 Cables as per drawings and specifications | Lump Sum | 1 | 2206.471 | 2206.471
Ultrasonic Level Detectors
3.005 | Supply of ultrasonic level detectors as per drawings and specifications | Lump Sum | 1 | 20507.9337 | 20507.9337
3.006 | Installtion of ultrasonic level detectors as per drawings and specifications | Lump Sum | 1 | 12304.7602 | 12304.7602
Induction Loop Cables
3.007 | Supply of Induction Loop cables as per drawings and specifications | Lump Sum | 1 | 8365.4498 | 8365.4498
3.008 | Installtion of Induction Loop cables as per drawings and specifications | Lump Sum | 1 | 5019.2699 | 5019.2699
FOC Cables
3.009 | Supply of FOC Cables as per drawings and specifications | Lump Sum | 1 | 21331.8971 | 21331.8971
3.01 | Installation OF FOC Cables as per drawings and specifications | Lump Sum | 1 | 12799.1382 | 12799.1382
uPVC Ducts
3.011 | Supply of uPVC ducts including , end caps, draw ropes, aluminium duct marker, warning tapes, cable tiles etc;complete; as per drawings, specification and authority requirement | Lump Sum | 1 | 29279.0744 | 29279.0744
3.012 | Installation of uPVC ducts including excavation, shuttering, reinforcement, concrete encasement, back filling, reinstatement, end caps, draw ropes, aluminium duct marker, warning tapes, cable tiles etc;complete; as per drawings, specification and authority requirement | Lump Sum | 1 | 17567.4447 | 17567.4447
Road Crossing uPVC Ducts for LV, FOC & CAT Cables
3.013 | Supply of uPVC ducts complete; as per drawings, specification and authority requirement | Lump Sum | 1 | 20913.6246 | 20913.6246
3.014 | Installation of uPVC ducts including excavation, shuttering, reinforcement, concrete encasement, back filling, reinstatement, end caps, draw ropes, aluminium duct marker, warning tapes, cable tiles etc;complete; as per drawings, specification and authority requirement | Lump Sum | 1 | 12548.1748 | 12548.1748
Manholes
3.015 | Manholes including excavation, backfilling, concrete works, blinding and screeds connection joints and protection coating to all internal concrete surfaces, waterproofing, cover & frame, complete in all respect as detailed on drawing and as per specification | Lump Sum | 1 | 88422.8048 | 88422.8048
Main Distribution Board (MDB)
3.016 | Supply, Main Distribution Board(MDB) complete including enclosure, bus bars, circuit breakers, and insulators, complete all as specified and as shown on drawings. | Lump Sum | 1 | 467481.0202 | 467481.0202
3.017 | Installed, connected, and tested, complete including enclosure, bus bars, circuit breakers, and insulators,complete all as specified and as shown on drawings. | Lump Sum | 1 | 24604.2642 | 24604.2642
Distribution Board(DB)
3.018 | Supply, Distribution board complete including enclosure, bus bars, circuit breakers, and insulators, complete all as specified and as shown on drawings. | Lump Sum | 1 | 14762.5585 | 14762.5585
3.019 | Install, Distribution board connected, and tested, complete including enclosure, bus bars, circuit breakers, and insulators,complete all as specified and as shown on drawings. | Lump Sum | 1 | 4173.021 | 4173.021
Single Pole and Neutral (SPN) Isolator 20A
3.02 | Supply, Single Pole and Neutral (SPN) Isolator 20A complete all as specified and as shown on drawings. | Lump Sum | 1 | 2509.635 | 2509.635
3.021 | Install, connected, and tested, Single Pole and Neutral (SPN) Isolator 20A complete all as specified and as shown on drawings. | Lump Sum | 1 | 1505.781 | 1505.781
Capacitor Bank 20 KVAR
3.022 | Supply, Capacitor Bank 20 KVAR complete all as specified and as shown on drawings. | Lump Sum | 1 | 24604.2642 | 24604.2642
3.023 | Install, connected, and tested, Capacitor Bank 20 KVAR complete all as specified and as shown on drawings. | Lump Sum | 1 | 9841.7057 | 9841.7057
Electrical Meter IP55 Metal Case Meter Enclosure Recessed on wall
3.024 | Supply, Electrical Meter 83A IP55 Metal Case Meter Enclosure Recessed on wall complete all as specified and as shown on drawings. | Lump Sum | 1 | 7381.2793 | 7381.2793
3.025 | Install, connected, and tested, Electrical Meter 83A IP55 Metal Case Meter Enclosure Recessed on wall complete all as specified and as shown on drawings. | Lump Sum | 1 | 1455.5883 | 1455.5883
LED SCREEN including Foundation
3.026 | Supply, LED SCREEN complete all as specified and as shown on drawings. | Lump Sum | 1 | 9841.7057 | 9841.7057
3.027 | Install, connected, and tested, LED SCREEN complete all as specified and as shown on drawings. | Lump Sum | 1 | 1279.9138 | 1279.9138
Telecommunication System
3.028 | Supply UPVC ducts complete; as per drawings, specification and authority requirement | Lump Sum | 1 | 3828.0298 | 3828.0298
3.029 | Installation of upvc ducts including excavation, back filling, reinstatement, end caps, draw ropes, aluminium duct marker, warning tapes etc;complete; as per drawings, specification and authority requirement | Lump Sum | 1 | 2296.8179 | 2296.8179
Manholes / Joint Boxes
3.03 | Construct Reinforced concrete Manholes complete including excavation, filling, Manhole concrete, formwork, water proofing, cover & frame etc. in accordance with drawings, specifications and authority requirements. | Lump Sum | 1 | 88422.8048 | 88422.8048
Telecom Box
3.031 | Supply, Telecom Box complete all as specified and as shown on drawings. | Lump Sum | 1 | 33846.61 | 33846.61
3.032 | Install, connected, and tested, Telecom Box including Foundation complete all as specified and as shown on drawings. | Lump Sum | 1 | 20307.966 | 20307.966
Main Distribution Frame (MDF)
3.033 | Supply, Main Distribution Frame (MDF) complete all as specified and as shown on drawings. | Lump Sum | 1 | 37644.5243 | 37644.5243
3.034 | Install, connected, and tested, Main Distribution Frame (MDF) including Foundation complete all as specified and as shown on drawings. | Lump Sum | 1 | 22586.7146 | 22586.7146
ANPR Camera ( Part of Tanker Management System) ( Mounted Height 3M )
3.035 | Supply, ANPR Camera ( Part of Tanker Management System) ( Mounted Height 3M ) complete all as specified and as shown on drawings. | Lump Sum | 1 | 30078.8114 | 30078.8114
3.036 | Install, ANPR Camera ( Part of Tanker Management System) ( Mounted Height 3M ) complete all as specified and as shown on drawings. | Lump Sum | 1 | 18047.2869 | 18047.2869
ANPR Camera Pole 3M Height
3.037 | Supply, Camera Pole 3M Height complete all as specified and as shown on drawings. | Lump Sum | 1 | 2927.9074 | 2927.9074
3.038 | Install, Camera Pole 3M Height including Foundation complete all as specified and as shown on drawings. | Lump Sum | 1 | 1756.7445 | 1756.7445
Road Crossing uPVC Ducts for Telecommunication Network
3.039 | Supply of uPVC ducts complete; as per drawings, specification and authority requirement | Lump Sum | 1 | 24741.6544 | 24741.6544
3.04 | Installation of uPVC ducts including excavation, shuttering, reinforcement, concrete encasement, back filling, reinstatement, end caps, draw ropes, aluminium duct marker, warning tapes, cable tiles etc;complete; as per drawings, specification and authority requirement | Lump Sum | 1 | 14844.9927 | 14844.9927
Area Lighting
3.041 | Supply, Flood Light complete all as specified and as shown on drawings. | Lump Sum | 1 | 23004.987 | 23004.987
3.042 | Install, connect, test Flood Light including complete all as specified and as shown on drawings. | Lump Sum | 1 | 13802.9922 | 13802.9922
3.043 | Supply, Landscape Lighting Pull Box complete all as specified and as shown on drawings. | Lump Sum | 1 | 8365.4498 | 8365.4498
3.044 | Install, connected, and tested, Landscape Lighting Pull Box complete all as specified and as shown on drawings. | Lump Sum | 1 | 5019.2699 | 5019.2699
3.045 | Supply, Lighting Pole of height 14M including luminaries complete all as specified and as shown on drawings. | Lump Sum | 1 | 60231.2388 | 60231.2388
3.046 | Install, connect and test Lighting Pole Height 14M including luminaries including foundation complete all as specified and as shown on drawings. | Lump Sum | 1 | 36138.7433 | 36138.7433
Distribution Board (Area Lighting)
3.047 | Supply,DB complete all as specified and as shown on drawings. | Lump Sum | 1 | 2857.6377 | 2857.6377
3.048 | Installed, connected, and tested, DB complete including enclosure, bus bars, circuit breakers, and insulators, etc... complete all as specified and as shown on drawings. | Lump Sum | 1 | 1714.5826 | 1714.5826
Road Crossing for Area lighting Cables
3.049 | Supply UPVC ducts complete; as per drawings, specification and authority requirement | Lump Sum | 1 | 7172.5367 | 7172.5367
3.05 | Installation of uPVC ducts including excavation, shuttering, reinforcement, concrete encasement, back filling, reinstatement, end caps, draw ropes, aluminium duct marker, warning tapes, cable tiles etc;complete; as per drawings, specification and authority requirement | Lump Sum | 1 | 4303.522 | 4303.522
Buildings
3.051 | MEP works for building includes Power, lighting, fire alarm, fire extinguishers, Emrgency Lighting, Earthing, HVAC & Drainage system; complete all as specified, as shown on the drawings and as per Engineer's approval. | Lump Sum | 1 | 344459.6991 | 344459.6991
EVSDS
3.052 | Supply LV EVSDS as per specification and Single Line Diagram approved by TAQA/TAQA complete with frequency converters, harmonic suppression equipment, etc. including witnessed factory tests all according to the TAQA/TAQA specifications, data sheets and drawings. | No. | 2 | 123021.3211 | 246042.6422
3.053 | Install LV EVSDS as per specification and Single Line Diagram approved by TAQA/TAQA complete with frequency converters, harmonic suppression equipment, etc. all according to the TAQA/TAQA specifications, data sheets and drawings. | No. | 2 | 54208.1149 | 108416.2299
LV DISTRIBUTION BOARD
3.054 | Supply suitably rated distribution boards and sub-distribution boards as per approved single line diagram and specification with all accessories for the power supply to all the electrical and instrumentation loads in pump station as per TAQA/TAQA specification. | Lump Sum | 1 | 49208.5284 | 49208.5284
3.055 | Install suitably rated distribution boards and sub-distribution boards as per approved single line diagram and specification with all accessories for the power supply to all the electrical and instrumentation loads in pump station as per TAQA/TAQA specification. | Lump Sum | 1 | 9841.7057 | 9841.7057
LV SWITCHGEAR/MCC
3.056 | Supply Low Voltage Switchboard/MCC including MCCBs, VFD, lighting distribution section, power factor correction equipment etc. complete with protection devices to feed all the electrical and instrument loads in the pump room and all the electrical loads connected to the LV Switchboard/MCC all according to the specifications, data sheet and drawings approved by TAQA Distribution. | Lump Sum | 1 | 56589.8077 | 56589.8077
3.057 | Install, testing, and commissioning of the Low Voltage Switchboard/MCC, including mounting in its designated location, alignment, cable termination for all incoming and outgoing feeders (power and control), interconnection with field equipment, functional testing, and commissioning. | Lump Sum | 1 | 14762.5585 | 14762.5585
LOCAL CONTROL PANELS
3.058 | Supply of Local control panel for all the main pumpsets with overriding capability to the PS control system to operate the pump station in local remote including distributed I/O station for the main pump sets all according to the specifications, drawings and operation & control philosophy: | No | 1 | 21050.818 | 21050.818
3.059 | Installation, testing, and commissioning of the Local Control Panel (LCP) and Distributed I/O station for main pump sets, including mounting, alignment, cable termination (power, signal, and communication), integration with field instruments and the main control system, and validation of local/remote control functionality. | No | 1 | 12630.4908 | 12630.4908
FIELD INSTRUMENTS FOR PUMPSTATION, DISCHARGE PIPING AND SURGE VESSEL
3.06 | Supply of field mounted pressure, temperature, speed, level and flow instruments complete with impulse lines, isolation valves, block and bleed valves, accessories, mounting racks, sun protection, enclosure boxes, JB, prefab cables etc. all according to specifications, finalized P&IDs, drawings and the operation and control philosophy. | Lump Sum | 1 | 53120.6065 | 53120.6065
3.061 | Install, testing, and commissioning of field-mounted pressure, temperature, speed, level, and flow instruments, complete with associated impulse lines, isolation valves, block and bleed valves, mounting racks, sun protection covers, instrument enclosure boxes, JB, prefabricated signal cables, and all necessary accessories. | Lump Sum | 1 | 31872.3639 | 31872.3639
COMMUNICATION SYSTEMS
Communication equipment all according to the specifications and drawings, comprising but not limited to the following :
3.062 | Supply of ETISALAT telephone system, including the EPABX alongwith the required number of extension at different location in the Pump Station including telephone sets and the provision for intercom, all as required. | Lump Sum | 1 | 14639.5372 | 14639.5372
3.063 | Install, testing, and commissioning of the complete ETISALAT telephone system including the EPABX unit, telephone handsets, interconnecting cables, termination at designated extension points across the pump station and configuration of intercom features all in accordance with project specifications, approved drawings, and communication system requirements. | Lump Sum | 1 | 8783.7223 | 8783.7223
JUNCTION BOXES/ENCLOSURES FOR INSTRUMENTS/EQUIPMENT INSIDE PUMPSTATION
3.064 | Supply of junction boxes with sufficient terminals plus 30% spares to allow multicore cabling all according to specifications. | Lump Sum | 1 | 24604.2642 | 24604.2642
3.065 | Install, testing, and commissioning of junction boxes for instruments and equipment inside the pump station, including mounting on supports or walls, termination of multicore cables, labeling, internal wiring, and provision of 30% spare terminals including all required accessories, coordination with cable routing systems, and compliance with project specifications, approved drawings, and installation standards. | Lump Sum | 1 | 5019.2699 | 5019.2699
INSTRUMENT & CONTROL CABLES FOR INSTRUMENTS/EQUIPMENT INSIDE PUMPSTATION
3.066 | Supply of all required power, signal and control cables complete with lugs, glands, conduits, ladders, trays, accessories, etc. all according to the specifications and drawings. | Lump Sum | 1 | 21495.8599 | 21495.8599
3.067 | Install all power, signal, and control cables for instruments and equipment inside the pump station, including laying, pulling, glanding, termination, dressing, labeling, and connection to junction boxes, panels, and field instruments including installation in trays, ladders, conduits, and supports, along with all necessary hardware and accessories, in accordance with the approved drawings, cable schedules, and project specifications. | Lump Sum | 1 | 12897.5159 | 12897.5159
CONTROL PANEL FOR PUMPHALL INTAKE FANS
3.068 | Supply ventilation control panel for the pumphall complete with thermostat and controller, alarms, temperature sensors, relays, meters, contactors, internal wiring, accessories all according to the specifications and drawings. | Lump Sum | 1 | 9841.7057 | 9841.7057
3.069 | Install, testing, and commissioning of the control panel for pumphall intake fans, including mounting, alignment, connection of all internal and external wiring, termination of power and control cables, and integration with temperature sensors, alarms, meters, relays, and contactors including configuration, functional testing, labeling, and compliance with all relevant drawings, specifications, and control requirements. | Lump Sum | 1 | 3463.2962 | 3463.2962
SPARE PARTS FOR ELECTRICAL EQUIPMENT
3.07 | Spare parts for sub-distribution boards complete as specified. | Lump Sum | 1 | 41827.2492 | 41827.2492
Relocation of Existing TAQA Cable
Relocation of existing TAQA cable, including identification, safe handling, temporary support, rerouting as per authority requirements, reinstatement of affected areas, and coordination with TAQA for necessary approvals and inspections.
3.071 | 4C x 25mm² / XLPE / CU armoured cable | Lump Sum | 1 | 16730.8997 | 16730.8997
Temporary power supply
3.072 | Provision of temporary power supply including all necessary equipment, cables, connections, and distribution boards as required for the site. Contractor shall coordinate with TAQA/TAQA for all connection requirements, approvals, and inspections to ensure compliance with utility regulations. | Lump Sum | 1 | 125481.7475 | 125481.7475
| Total Costs for Bill No.3 excluding VAT (AED) |  |  |  | 2611404.6074
ABU DHABI DISTRIBUTION COMPANY PJSC
(TAQA Distribution )
Tender A-20669
Tender Title: Improvement of Exisiting Tanker Filling Station at Al Ain Area-
Al Saad

## AL SAAD-Bill 04
Bill No.4, CONSTRUCTION OF PIPELINES
Sl.No | Description | UNIT | Quantity (Q) | Unit Rate AED (A) | Total Line Costs Ecxluding VAT B= AED (Q X A)
A- Construction of uPVC Pipeline
Construct Upvc pipeline as specified complete include installation of detectable warning tapes and other accessories as per specification. Rates shall include all costs for commissioning and handing over in full commercial operation. For the following pipelines
Upvc pipe line
4.001 | Upvc pipe line for Storm Water Works | Lump Sum | 1 | 1844.2203 | 1844.2203
4.002 | Upvc pipe line for Sewer Works | Lump Sum | 1 | 805.5727 | 805.5727
DI Pipelines
Construct the Ductile Iron (D.I) pipeline as per the approved specifications, including tie-in connection with the existing line using polyethylene sleeves and rubber gaskets, installation of detectable warning tapes, and all necessary accessories. The scope includes supply of all materials, labor, equipment, and consumables required for the complete installation, as well as testing for pressure and leakage, flushing, disinfection, commissioning, and handing over the system in full commercial operation. The quoted rates shall cover all associated costs to deliver a fully functional and operational pipeline in compliance with relevant standards and project requirements.
4.003 | DI Pipelines | Lump Sum | 1 | 62517.4025 | 62517.4025
Construction of PPR Pipeline
Construct PPR pipeline using butt fusion method as specified complete include installation of detectable warning tapes and other accessories as per specification. Rates shall include all costs for testing, flushing, disinfection, commissioning and handing over in full commercial operation.
4.004 | PPR pipe line | Lump Sum | 1 | 894.8756 | 894.8756
Construction of HDPE Pipeline
Construct the HDPE pipeline using the butt fusion method as per the approved specifications, complete with tie-in connections, installation of detectable warning tapes, and all necessary accessories. The scope shall include supply of all materials, equipment, and labor required for the complete installation. Rates shall cover all associated costs for testing, flushing, disinfection, commissioning, and handing over the system in full commercial operation, in compliance with project and industry standards.
4.005 | HDPE pipeline | Lump Sum | 1 | 9869.9325 | 9869.9325
Exta over item For pipeline construction items for installation of D.I, PPR, HDPE & uPVC fittings complete (such as restrained couplings, bends, tees, reducers, reducing flanges, Lange spigot pieces, flange socket pieces, quick dismantling joints, flanged adaptors, socket connectors, tied dismantling joints, blank flanges, double flanged extension pieces, adjustable S bends, duck foot elbows, flanged pipe pieces with anchor flange, transition pieces, collars, stepped couplings, and caps, restraining glands, etc.) for the following pipes:
uPVC Fittings
4.006 | uPVC pipe line for Storm Water Works | Lump Sum | 1 | 2639.895 | 2639.895
4.007 | uPVC pipe line for Sewerage Works | Lump Sum | 1 | 1157.544 | 1157.544
DI Pipelines
4.008 | DI Pipelines | Lump Sum | 1 | 96316.122 | 96316.122
PPR Pipelines
4.009 | PPR Pipelines | Lump Sum | 1 | 975.3445 | 975.3445
HDPE pipeline
4.01 | HDPE pipeline | Lump Sum | 1 | 12337.419 | 12337.419
Exta over item for pipeline construction for installation of flanged valves, gate valves, flowmeters, control valves, etc on DI 300mm pipe including all the accessories as per the specification.
4.011 | Flow Meter Validation Unit | Lump Sum | 1 | 37477.2153 | 37477.2153
4.012 | Settlement Type Electromagnetic Flow Meter | Lump Sum | 1 | 34369.8857 | 34369.8857
4.013 | Control Valve Chamber | Lump Sum | 1 | 26627.7354 | 26627.7354
4.014 | Gate Valve Chamber | Lump Sum | 1 | 3011.93 | 3011.93
4.015 | Manual Butterfly Valve | Lump Sum | 1 | 3724.5459 | 3724.5459
4.016 | Washout Valve | Lump Sum | 1 | 2845.2836 | 2845.2836
4.017 | Air Release Valve | Lump Sum | 1 | 5550.9377 | 5550.9377
4.018 | Manual Check Valve | Lump Sum | 1 | 4389.9672 | 4389.9672
Service Connections
Installation of Pipework for Service Connections
Construct of New Tapping : Work includes Hand excavation, dewatring,and installation of new saddle strap & ferrule/pressure tapping tee with extra long outlet with all required fittings and supply of installation of moulding compound warping tap & polythene sleeve for protection of saddle & ferrule,backfilling and shutdown of distribution etc.all as per TAQA Specification.
4.019 | Tapping in HDPE Main line | Lump Sum | 1 | 8030.8318 | 8030.8318
Construct reinforced concrete encased Socket type uPVC DUCTS for the areas under car pass, for the proposed polyethylene house connection pipes, including the supply of uPVC pipe used for protection and all other materials complete with uPVC end cap at each duct end, duct end sealing, bituminous painting of concrete, excavation by hand, dewatering, backfilling and provision of 10 mm dia. pulling rope for installation of polyethylene house connection pipes etc. all as per TAQA Specification and Tender Drawings and as directed by TAQA/ENGINEER :
4.02 | Reinforce concrete encasement for uPVC pipes for Storm Water Works | Lump Sum | 1 | 18738.6076 | 18738.6076
4.021 | Reinforce concrete encasement for uPVC pipes for Sewerage Works | Lump Sum | 1 | 16730.8997 | 16730.8997
Exta over item for pipeline construction for installation of flanged valves, gate valves, flowmeters, control valves, etc on HDPE 200mm pipe including all the accessories as per the specification.
4.022 | Gate Valve Chamber | Lump Sum | 1 | 16038.3609 | 16038.3609
4.023 | Flow Meter Validation Unit | Lump Sum | 1 | 17172.9903 | 17172.9903
4.024 | Control Valve Chamber | Lump Sum | 1 | 17305.3451 | 17305.3451
4.025 | Manual Butterfly Valve | Lump Sum | 1 | 3496.1892 | 3496.1892
4.026 | Washout Valve | Lump Sum | 1 | 3181.6081 | 3181.6081
4.027 | Air Release Valve | Lump Sum | 1 | 5550.9377 | 5550.9377
4.028 | Manual Check Valve | Lump Sum | 1 | 3496.2126 | 3496.2126
| Total Costs for Bill No.4 excluding VAT (AED) |  |  |  | 417097.812
ABU DHABI DISTRIBUTION COMPANY PJSC
(TAQA Distribution )
Tender A-20669
Tender Title: Improvement of Exisiting Tanker Filling Station at Al Ain Area-
Al Saad

## AL SAAD- Bill 05
Bill No.5, INSTRUMENTATION AND CONTROL/ SCADA
Sl.No | Description | UNIT | Quantity (Q) | Unit Rate AED (A) | Total Line Costs Ecxluding VAT B= AED (Q X A)
TANKER CONTROL SYSTEM/SCADA
CONTROL SYSTEM
5.001 | Dual system servers including but not limited to, CPU, HDD, keyboard mouse, DVDD, USB drive, software interface devices. | No | 1 | 124949.7049 | 124949.7049
5.002 | Operator workstation including but not limited to, two computers each 21" LCD monitor, CPU, keyboard, mouse, interface devices, 2 GB RAM min., HDD, USB drive, DVDD etc. including one printer. | No | 1 | 40667.7978 | 40667.7978
5.003 | Electronic cabinets including but not limited to, one dual redundant, PLC, communication and power supply modules, interface/signal/alarm etc. modules alongwith suitable communication equipment. | No | 1 | 513387.6564 | 513387.6564
5.004 | Redundant secured communication network, bus and interfaces and other auxiliaries, as required | Lump Sum | 1 | 115153.7632 | 115153.7632
5.005 | Software packages including but not limited to the original license including all application, engineering and HMI software, configuration software etc., as required. | Lump Sum | 1 | 419627.6946 | 419627.6946
5.006 | Field Process Unit, which consists of flow computer with card reader, push buttons for Start / Stop, Emergency push button, lamps for indication, remote I/O module/ RTU | No | 4 | 184262.4173 | 737049.6694
5.007 | Start / Stop Panel for Manual Tanker Filling Operation as specified | No | 4 | 3588.778 | 14355.1119
5.008 | Fiscal Ticket Printers for printing the prepaid cards etc. as required showing tanker information , volume and amount. To be installed in Customer Service Unit of the office building | No | 2 | 29513.307 | 59026.614
5.009 | Supply and Install A3 & A4 printer | Lump Sum | 1 | 7968.9275 | 7968.9275
5.01 | Supply and Install UPS as required | Lump Sum | 1 | 119528.8934 | 119528.8934
CONTROL SYSTEM FOR PUMP STATION
Supply Control System, RTU/PLC with HMI to be connected to Tanker Filling Station main SCADA complete with witnessed factory tests all according to the specifications, data sheets, drawings and process & control philosophy, comprising but not limited to the following :
5.009 | Consoles, 2 telephone sets and all auxiliaries. | Lump Sum | 1 | 79685.929 | 79685.929
5.011 | Distributed I/O modules with enclosures connected to hot standby PLC for Tanker Filling Station | Lump Sum | 1 | 373835.2222 | 373835.2222
5.012 | Redundant communication network, bus and interfaces and other auxiliaries, as required | Lump Sum | 1 | 39842.9645 | 39842.9645
| LEVEL SWITCHES |  |  |  | 0
5.013 | Supply of level switches of suitable type for tanker overflow detection complete with cable and other installation accessories to be installed on the filling hose. | No. | 4 | 14221.2647 | 56885.0589
5.014 | ACCESS CONTROL SYSTEM
5.015 | Proximity Card Reader Unit / including all accessories required for installing at the entrance of the station, complete with power supply unit, modules etc and all other accessories as required for communication to centralised loading system PLC. | No | 2 | 99607.4112 | 199214.8224
5.016 | Motorised boom including warning beacons, audible alram and all other accessries, to be installed at the entrance and exit of the station as required including interfaces with the loading system PLC. | No | 2 | 119528.8934 | 239057.7869
5.017 | Display units for bay identifcation and driver information including all required accessories and interfaces. | No | 6 | 39842.9645 | 239057.7869
SPARE PARTS FOR I & C SYSTEM & F.O CABLE
SPARE FOR THE FIELD INSTRUMENTS
5.018 | Electromagnetic flowmeter transmitter. | No | 1 | 39707.4442 | 39707.4442
5.019 | Pressure transmitter (One from each range selected) | No | 1 | 7528.9049 | 7528.9049
5.02 | Differential pressure switch, one no. for the highest range selected. | No | 1 | 11910.7275 | 11910.7275
5.021 | Pressure gauge, one no. for each range selected. | No | 1 | 1425.4727 | 1425.4727
5.022 | Level Switches | No | 1 | 8345.3728 | 8345.3728
SPARES FOR CONTROL AND SCADA SYSTEM
5.023 | The number of spare equipment modules shall be 5% of the installed units, rounded upto the nearest integer i.e. CPU, CP, power supply modules, I/O modules of each type, bus controller, fibre optic interfaace modules, all communication device and modules etc. alongwith 10% spare hardware accessories like relays, batteries, MCB's, etc, and EPROM/EEPROM shall be 2 minimum of each type. | Lump Sum | 1 | 239057.7869 | 239057.7869
SPARE FOR F.O. CABLE SYSTEM
5.024 | Fibre optical splicing kit, 1 set for tap off location. | Lump Sum | 1 | 103296.5746 | 103296.5746
5.025 | 10% minimum F.O. interfacing module/component of each type installed at the F.O. system cabinet/panel including interfacing module, power supply module, patch panel etc. | Lump Sum | 1 | 44269.9605 | 44269.9605
5.026 | Recommended consumables for 2 years trouble free operation | Lump Sum | 1 | 44269.9605 | 44269.9605
5.027 | SCADA System Integration with existing main SCADA and Customer care and Billing System ( CC&B) | Lump Sum | 1 | 49208.5284 | 49208.5284
| Total Costs for Bill No.5 excluding VAT (AED) |  |  |  | 3928316.1367
ABU DHABI DISTRIBUTION COMPANY PJSC
(TAQA Distribution )
Tender A-20669
Tender Title: Improvement of Exisiting Tanker Filling Station at Al Ain Area -
Al Saad

## SWEIHAN-Summary
SUMMARY SHEET - SWEIHAN
Bill No. | Description | Total Costs Excluding VAT (AED)
1 | SUPPLY OF PIPEWORKS | 1060736.6327
2 | CIVIL WORKS | 4633003.2638
3 | ELECTRICAL WORKS | 2457049.4519
4 | CONSTRUCTION OF PIPELINES | 423263.1585
5 | INSTRUMENTATION AND CONTROL/ SCADA | 3958204.2159
| Total Costs Excluding VAT ( AED) | 12532256.7229
| Total Value Added Tax (VAT/5%) (AED) | 626612.8361
| Total Costs Including VAT (AED) | 13158869.559
| Total Costs in Words Excluding VAT (AED): | Dirhams Twelve million, five hundred thirty-two thousand, two hundred fifty-six and seventy-two Fils
| VAT Amount in Words (AED): | Dirhams Six hundred twenty-six thousand, six hundred twelve and eighty-four Fils
| Total Costs in Words Including VAT (AED): | Dirhams Thirteen million, one hundred fifty-eight thousand, eight hundred sixty-nine and fifty-sixFils
ABU DHABI DISTRIBUTION COMPANY PJSC
(TAQA Distribution )
Tender Title : Improvement of Exisiting Tanker Filling Station at Al Ain Area
Tender No. A-20669

## SWEIHAN-Bill 01
Bill No.1, SUPPLY OF PIPEWORKS
Sl.No | Description | UNIT | Quantity (Q) | Unit Rate AED (A) | Total Line Costs Ecxluding VAT B= AED (Q X A)
Storm Water Works
1.001 | Supply the following ISO standard uPVC including warning tape and all other accessories as per ADEWA standard specifications | Lump Sum | 1 | 6102.458 | 6102.458
Gully Trap
1.002 | Supply the following ISO standard Gully trap including all other accessories as per ADEWA standard specifications | Lump Sum | 1 | 225.8671 | 225.8671
Potable Water Works
Ductile Iron (DI) Pipe
Supply and Install DI pipe as specified complete with installation of detectable warning tapes and other accessories all in accordance with TAQA standard specification, data sheet and drawings.
1.003 | DI - Standard Socket Spigot pipes | Lump Sum | 1 | 85426.6845 | 85426.6845
1.003a | DI - Restrained | Lump Sum | 1 | 85426.6845 | 85426.6845
Sewerage Works
1.004 | Supply the following ISO standard uPVC including warning tape and all other accessories as per ADEWA standard specifications | Lump Sum | 1 | 2480.2767 | 2480.2767
Gully for Sewerage Pipes
1.005 | Supply the following ISO standard Gully trap including warning tape and all other accessories as per ADEWA standard specifications | Lump Sum | 1 | 225.8671 | 225.8671
Gate Valves
1.006 | Supply of PN 16 Manual Gate Valves above ground in inaccordance with specification, drawings and data sheet. | Lump Sum | 1 | 66881.2679 | 66881.2679
Check Valves
1.007 | Supply of Check Valves above ground in inaccordance with specification, drawings and data sheet. | Lump Sum | 1 | 6584.953 | 6584.953
Bulk Connection Chamber Valves & Fittings
1.008 | Supply of Manual Check Valves & Fittings in accordance with specification, drawings and data sheet. | Lump Sum | 1 | 8268.115 | 8268.115
1.009 | Supply of Manual Butterfly Valves & Fittings in accordance with specification, drawings and data sheet. | Lump Sum | 1 | 5586.8172 | 5586.8172
1.01 | Supply of Settlement Type Electromagnetic Flow Meter & Fittings on 300mm dia line in accordance with specification, drawings and data sheet. | Lump Sum | 1 | 60811.9934 | 60811.9934
1.011 | Supply of Control Valve & Fittings in accordance with specification, drawings and data sheet. | Lump Sum | 1 | 39941.5998 | 39941.5998
Bip Tap
1.012 | Supply of BIP TAP including all fittings and accessories | Lump Sum | 1 | 451.7343 | 451.7343
Flow Meter Validation Unit
1.013 | Supply flow meter validation unit with validation software all as per specifications. The unit shall be supplied with power supply with rechargeable batteries and integral charger unit. | Lump Sum | 1 | 32123.3274 | 32123.3274
Flow Control Valve
1.013a | Supply a flow control valve for the above-ground (vertical pipeline) validation unit, complete with validation software, in full compliance with the project specifications. The unit shall include a power supply with rechargeable batteries and an integral charging unit, ensuring continuous and reliable operation. All components shall be suitable for the intended application and delivered ready for installation and commissioning. | Lump Sum | 1 | 45605.2759 | 45605.2759
Electromagnetic Flow Meter
1.014 | Supply of 8" flow meter. all in accordance with specification, data sheet and drawings. | Lump Sum | 1 | 124228.9378 | 124228.9378
PPR Pipes
1.015 | Supply , PPR 20-25mm pipes Including valves and chambers all as specified and shown on drawings. | Lump Sum | 1 | 3642.7753 | 3642.7753
Flexible hoses
1.016 | Supply of PN 16 Flexible hoses of sufficient length, with one end flanged and necessary attachments including fasteners, gaskets etc. for filling bays as specified. | Lump Sum | 1 | 25932.8945 | 25932.8945
HDPE Pipes
1.017 | Supply and Testing of HDPE pipes Including valves and chambers all as specified and shown on drawings. | Lump Sum | 1 | 18069.3716 | 18069.3716
Water booster set
Water booster set, with two or three vertical multi-stage pumps as shown on drawings, control box, skid mounted, installed, connected and tested complete with stainless steel headers, pump individual isolating ball valves, check valves, isolating butterfly valves PN 20, lug and wafer type lever operated, strainer cast iron body PN 20, flexible connections, concrete inertia pad, house pad, vibration eliminator pad, low level control float switches, local control panel, pressure switch and controls all supplied from pump manufacturer diaphragm tank (s), food quality synthetic rubber membrane, steel painted body, working pressure 10 bars with isolating valve and pressure gauge, electric connections, wiring and accessories all as specified and shown on the drawings.
1.018 | Pump Capacity 80 l/s @ 2Bar(1 Duty + 1 Standby) | Lump Sum | 1 | 429679.6685 | 429679.6685
Domestic water pump set
Domestic water pump set for building, with single stage pumps and pressure vessel as shown on drawings, control box, skid mounted, installed, connected and tested complete with stainless steel headers, pump individual isolating ball valves, check valves, isolating butterfly valves PN 20, lug and wafer type lever operated, strainer cast iron body PN 20, flexible connections, concrete inertia pad, house pad, vibration eliminator pad, low level control float switches, pressure switch and controls all supplied from pump manufacturer diaphragm tank (s), food quality synthetic rubber membrane, steel painted body, working pressure 2 bars with isolating valve and pressure gauge, electric connections, wiring and accessories all as specified and shown on the drawings.
1.019 | Water pump set 1 duty + 1 standby 1.0 L/S @30m head each pump | Lump Sum | 1 | 13040.0632 | 13040.0632
| Total Costs for Bill No.1 excluding VAT (AED) |  |  |  | 1060736.6327
ABU DHABI DISTRIBUTION COMPANY PJSC
(TAQA Distribution )
Tender A-20669
Tender Title: Improvement of Exisiting Tanker Filling Station at Al Ain Area-
SWEIHAN

## SWEIHAN-Bill 02
Bill No.2, CIVIL WORKS
Sl.No | Description | UNIT | Quantity (Q) | Unit Rate AED (A) | Total Line Costs Ecxluding VAT B= AED (Q X A)
Trial trench and Trial pits
2.001 | Trial trench and Trial pits | Lump Sum | 1 | 6512.0008 | 6512.0008
Trenches for Pipelines
Excavate and Backfill Trenches for Pipelines
Excavate, dewater and backfill trenches for pipelines including shoring, surveying, etc. for a maximum cover to pipelines of 1.2 m as per specification and as shown in drawings for the following sizes of pipelines
PPR Pipelines
2.002 | PPR Pipelines | Lump Sum | 1 | 68665.5806 | 68665.5806
DI Pipelines
2.003 | DI Pipelines | Lump Sum | 1 | 172313.5041 | 172313.5041
HDPE Pipelines
2.004 | HDPE Pipelines | Lump Sum | 1 | 43520.0226 | 43520.0226
uPVC Pipelines for Storm Water Works
2.005 | uPVC Pipelines | Lump Sum | 1 | 20731.553 | 20731.553
uPVC Pipelines for Sewerage Works
2.006 | uPVC Pipelines | Lump Sum | 1 | 23752.9567 | 23752.9567
E.O.I for Excavate and Backfill Trenches for Pipelines
E.O.I. for excavation of every additional 500 mm excavation depth exceeding 1.2 m cover, including dewatering, shoring, backfilling and disposal of surplus material all as per specification for the following pipelines
PPR Pipelines
2.007 | PPR Pipelines | Lump Sum | 1 | 4920.8528 | 4920.8528
uPVC Pipelines for Storm Water Works
2.008 | uPVC Pipelines | Lump Sum | 1 | 4920.8528 | 4920.8528
uPVC Pipelines for Sewerage Works
2.009 | uPVC Pipelines | Lump Sum | 1 | 4920.8528 | 4920.8528
HDPE Pipelines
2.01 | HDPE Pipelines | Lump Sum | 1 | 4920.8528 | 4920.8528
DI Pipelines
2.011 | DI Pipelines | Lump Sum | 1 | 4920.8528 | 4920.8528
2.012 | E.O.I for excavation in rock using rock breaker including disposal of excavated material as per the Municipality requirements - the rock should be classified as per specs by lab test | Lump Sum | 1 | 4920.8528 | 4920.8528
2.013 | E.O.I. for supply, place and compact aPPRoved imported bedding / fill material/gatch including disposal of surplus material as per specifications and as ordered and authorized by TAQA Engineer | Lump Sum | 1 | 4920.8528 | 4920.8528
2.014 | General excavation for any other purpose including dewatering, backfilling as required or instructed by TAQA Engineer. | Lump Sum | 1 | 20160.7341 | 20160.7341
Construction of Manholes and Facilities at Pipelines for Storm Water Works
2.015 | Manholes including excavation, dewatering, shoring, backfilling, concrete works including the Removable cover slab, benching, blinding and screeds connection joints and protection coating to all internal concrete surfaces, waterproofing , tanking , heavy duty ductile cover & frame, complete in all respect as detailed on drawing and as per specification | Lump Sum | 1 | 91380.2373 | 91380.2373
Construction of Manholes and Facilities at Pipelines for Sewer Works
2.016 | Manholes including excavation, dewatering, shoring, backfilling, concrete works including the Removable cover slab, benching, blinding and screeds connection joints and protection coating to all internal concrete surfaces, waterproofing , tanking , heavy duty ductile cover & frame, complete in all respect as detailed on drawing and as per specification | Lump Sum | 1 | 184822.312 | 184822.312
2.017 | Construction of Concrete support (thrust blocks) for fittngs including reinforcement, formwork, backfilling etc. as per authority requirements, specifications and drawings | Lump Sum | 1 | 40843.0786 | 40843.0786
Soakaway
2.018 | Construction of Soakaway | Lump Sum | 1 | 13906.3301 | 13906.3301
2.019 | Construction Storm water channels excavation, dewatering, shoring, backfilling, concrete works including the gratings complete in all respect as detailed on drawing and as per specification | Lump Sum | 1 | 49618.5748 | 49618.5748
Backdrops
2.02 | Construction of Backdrop complete with concrete surround as per SWS standard drawing | Lump Sum | 1 | 26572.6054 | 26572.6054
Proposed Road Crossing Ducts
2.020a | Supply and installation of HDPE ducts for road crossing, including reinforced concrete surround and all associated works such as excavation, duct laying, concrete casting, backfilling, compaction, and testing, all as per drawings and specifications | Lump Sum | 1 | 11947.8307 | 11947.8307
Construction of Chambers, and Facilities at Pipelines
Construction of Concrete Chambers
Construct reinforced concrete chambers, as per TAQA's standard specification with precast cover slab for chambers on pipelines including the supply of all materials complete with protection board and water proofing of outside walls from top to bottom water stop at construction joints, installation of hot dipped galvanized lifting hooks in cover slab, supports for valve spindle extension casting in of anchor flange sealing flange (water stop),access cover frame, surface box, chamber indication plate owner information plate ventilation pipes bolting of aluminum ladder excavation dewatering, backfilling, etc., all as per specification and as shown on tender drawings (for lifting hooks, ladder, vent pipes, chamber protection & water stop) all as directed and authorized by TAQA Engineer (not include supply of pipework inside chambers)
2.021 | Gate Valve Chamber (s) as per Drawing | Lump Sum | 1 | 21651.7525 | 21651.7525
2.022 | Flow Meter Chamber (s) as per Drawings | Lump Sum | 1 | 21651.7525 | 21651.7525
2.023 | Control Valve Chamber (s) as per Drawing | Lump Sum | 1 | 21651.7525 | 21651.7525
2.024 | Bulk Connection Chamber (s) as per Drawings | Lump Sum | 1 | 30017.2024 | 30017.2024
2.025 | Check Valve Chamber (s) as per Drawings | Lump Sum | 1 | 21651.7525 | 21651.7525
2.026 | Manual Check Valve Chamber (s) as per Drawings | Lump Sum | 1 | 21651.7525 | 21651.7525
GRP Tank
2.027 | Supply, GRP tank glass reinforced plastic construction, GRP panel not less than 8mm, insulation 25mm, all as specified and shown on drawings. | Lump Sum | 1 | 10629.0421 | 10629.0421
2.028 | Install,test and commissioning GRP tank glass reinforced plastic construction, GRP panel not less than 8mm, insulation 25mm, all as specified and shown on drawings. | Lump Sum | 1 | 10050.5467 | 10050.5467
Structural Steel Column for Ladder Support
2.029 | Supply, fabrication, and installation of structural steel column for ladder support, including all required base plates, anchor bolts, connections, welding, surface treatment, and complete erection at site. Works shall be carried out as per approved drawings, specifications, and relevant standards. All associated materials, labor, equipment, and coordination are to be included to complete the item in all respects. | Lump Sum | 1 | 58030.5399 | 58030.5399
Steel Ladders
2.031 | Supply and Install Steel adjustable ladder including supporting frame, shade and hand rail as shown on drawing | Lump Sum | 1 | 47104.0913 | 47104.0913
Car Parking Shed
2.032 | Car Parking Shed including post, foundation and designated signages all as specified and shown on drawings. | Lump Sum | 1 | 33461.7993 | 33461.7993
Garbage Containers
2.033 | Garbage containers and bins with lid all as specified and shown on drawings. | Lump Sum | 1 | 2710.4057 | 2710.4057
Road Surface Markings
Surface markings
2.034 | In accordance with Traffic Control Devices Manual on uniform traffic control devices TR-511 Surface markings including all necessary preparation works, etc.; all in accordance with Road Markings Plan drawings and specifications | Lump Sum | 1 | 6451.4349 | 6451.4349
Traffic Signs
2.035 | Supply In accordance with Traffic Control Devices Manual Second Edition September 2020 of Abu Dhabi City Municipality Warning and Regulatory Sign and Posts etc.; all in accordance with Traffic Device Plan drawings and Specification | Lump Sum | 1 | 13250.8725 | 13250.8725
2.036 | Install In accordance with Traffic Control Devices Manual Second Edition September 2020 of Abu Dhabi City Municipality Warning and Regulatory Sign and Posts including all necessary civil works, etc.; all in accordance with Traffic Device Plan drawings and Specification | Lump Sum | 1 | 8833.915 | 8833.915
Concrete Works
2.037 | Reinforced concrete Coloumn including Concrete foundation, Aluminum Cladding, Steel Truss, Tension cables, 40mm mild steel painted hollow section, lighting, telephone etc as shown on drawing and as per specification. | Lump Sum | 1 | 111844.3912 | 111844.3912
2.038 | Reinforced concrete pedestal for steel ladders as shown on drawing | Lump Sum | 1 | 20868.1165 | 20868.1165
2.039 | Concrete Paving including underneath layers all as specified and shown on drawings. | Lump Sum | 1 | 522688.3635 | 522688.3635
2.04 | Reinforced concrete foundation for LED Screen as shown on drawing | Lump Sum | 1 | 30115.6194 | 30115.6194
2.041 | Reinforced concrete foundation for 14m light pole as shown on drawing | Lump Sum | 1 | 273236.2041 | 273236.2041
2.042 | Supply of Concrete interlock concrete pedestrian paving block; Including sand bed. | Lump Sum | 1 | 38206.6825 | 38206.6825
2.043 | Installation of Concrete interlock concrete pedestrian paving block; Including sand bed all as specified and shown on drawings. | Lump Sum | 1 | 25471.1217 | 25471.1217
2.044 | Supply of Concrete interlock concrete vehicular paving block; Including sand bed. | Lump Sum | 1 | 192097.4977 | 192097.4977
2.045 | Installation of Concrete interlock concrete vehicular paving block; Including sand bed all as specified and shown on drawings. | Lump Sum | 1 | 128064.9984 | 128064.9984
2.046 | Supply of Kerbs, Wheel Stoppers all in accordance with drawing and specifications | Lump Sum | 1 | 21750.5042 | 21750.5042
2.047 | Installation of Kerbs, Wheel stoppers complete including excavation, concrete foundation and haunching, cement mortar and backfilling (where required) etc. ; all in accordance with drawing and specifications | Lump Sum | 1 | 14500.3361 | 14500.3361
2.048 | Supply of Chlorinated rubber based paint for kerb, colour as per specification and as directed by the Engineer. | Lump Sum | 1 | 21177.3036 | 21177.3036
2.049 | Installation of Chlorinated rubber based quick drying paint for kerbs applied in two coats to exposed faces of concrete kerbs and road separator; colour as per specification and as directed by the Engineer. | Lump Sum | 1 | 11765.1686 | 11765.1686
Buildings
Construct the buildings including excavation, backfilling, disposal of surplus material, anti-termite treatment, waterproofings, shoring works, plain cement concrete works, screed, reinforced concrete works, masonry works, metal works, internal finishes, external finishes, doors and windows, all necessary complete all as specified, as shown on the drawings and as per Engineer's approval.
2.05 | Office Building | Lump Sum | 1 | 586904.816 | 586904.816
2.051 | Guard Room, Operator Room & drivers toilet | Lump Sum | 1 | 278082.6103 | 278082.6103
2.052 | Pump Room and MCC Room | Lump Sum | 1 | 308022.5553 | 308022.5553
Gates, Fences and Barbed Wires
2.053 | Supply Automatic Gate Barrier with Arm | Lump Sum | 1 | 54208.1149 | 54208.1149
2.054 | Install Automatic Gate Barrier with Arm | Lump Sum | 1 | 10038.5398 | 10038.5398
2.055 | Supply Barbed wire 1m length | Lump Sum | 1 | 10038.5398 | 10038.5398
2.056 | Install Barbed wire 1m length | Lump Sum | 1 | 3346.1799 | 3346.1799
Removal, Refurbishment and Demolishing of Miscellaneous Objects
Demolition
2.057 | Removal of existing trees and dispose to approved tip. | Lump Sum | 1 | 17567.4447 | 17567.4447
2.058 | Demolition of Existing 2.1m Boundary wall including foundation and dispose to approved tip. | Lump Sum | 1 | 200101.5601 | 200101.5601
2.059 | Removal of the existing Prefab structures and hand over to Client store | Lump Sum | 1 | 16730.8997 | 16730.8997
2.06 | Removal of existing Tanker Filling Bays and handover to Client store | Lump Sum | 1 | 20077.0796 | 20077.0796
2.061 | Removal of existing water cooler and hand over to client store | Lump Sum | 1 | 3346.1799 | 3346.1799
2.062 | Refurbishment & Painting of existing gates | Lump Sum | 1 | 8030.8318 | 8030.8318
2.063 | Rehabilitation of existing RCC tank | Lump Sum | 1 | 33461.7993 | 33461.7993
Miscellaneous Items
2.064 | Supply of chain link fence for unauthorised tankers | Lump Sum | 1 | 194998.6357 | 194998.6357
2.065 | Installation of chain link fence for unauthorised tankers | Lump Sum | 1 | 129999.0904 | 129999.0904
2.066 | Supply new water cooler | Lump Sum | 1 | 10943.9767 | 10943.9767
2.067 | Install Water Cooler all in accordance with drawing and specifications | Lump Sum | 1 | 8267.0328 | 8267.0328
2.068 | Supply metal gates | Lump Sum | 1 | 13384.7197 | 13384.7197
2.069 | Install metal gates all in accordance with drawing and specifications | Lump Sum | 1 | 5353.8879 | 5353.8879
2.07 | Supply HSE Sign Boards | Lump Sum | 1 | 2007.708 | 2007.708
2.071 | Install HSE Sign Boards | Lump Sum | 1 | 1003.854 | 1003.854
Single Girder Crane 2.5 ton
2.072 | Supply, installation, testing, and commissioning of single girder EOT crane of 2.5-ton capacity, including all structural supports, electric hoist, end carriages, LT/CT drives, control panel, cabling, DSL system, and all necessary accessories, complete in all respects as per approved drawings and technical specifications. | Lump Sum | 1 | 167308.9967 | 167308.9967
| Total Costs for Bill No.2 excluding VAT (AED) |  |  |  | 4633003.2638
ABU DHABI DISTRIBUTION COMPANY PJSC
(TAQA Distribution )
Tender A-20669
Tender Title: Improvement of Exisiting Tanker Filling Station at Al Ain Area-
SWEIHAN

## SWEIHAN-Bill 03
Bill No.3, Electrical Works
Sl.No | Description | UNIT | Quantity (Q) | Unit Rate AED (A) | Total Line Costs Ecxluding VAT B= AED (Q X A)
Electrical
LV Cable
3.001 | Supply of LV Cables as per drawings and specifications | Lump Sum | 1 | 41641.5362 | 41641.5362
3.002 | Installation of LV Cables as per drawings and specifications | Lump Sum | 1 | 24984.9217 | 24984.9217
CAT 6 Cables
3.003 | Supply of CAT 6 Cables as per drawings and specifications | Lump Sum | 1 | 2949.6576 | 2949.6576
3.004 | Installation OF CAT 6 Cables as per drawings and specifications | Lump Sum | 1 | 1769.7946 | 1769.7946
Ultrasonic Level Detectors
3.005 | Supply of ultrasonic level detectors | Lump Sum | 1 | 20507.9337 | 20507.9337
3.006 | Installtion of ultrasonic level detectors | Lump Sum | 1 | 12304.7602 | 12304.7602
Induction Loop Cables
3.007 | Supply of Induction Loop cables | Lump Sum | 1 | 8365.4498 | 8365.4498
3.008 | Installtion of Induction Loop cables | Lump Sum | 1 | 5019.2699 | 5019.2699
| FOC Cables |  |  |  | 0
3.009 | Supply of FOC Cables as per drawings and specifications | Lump Sum | 1 | 21331.8971 | 21331.8971
3.01 | Installation OF FOC Cables as per drawings and specifications | Lump Sum | 1 | 12799.1382 | 12799.1382
uPVC Ducts
3.011 | Supply of uPVC ducts including , end caps, draw ropes, aluminium duct marker, warning tapes, cable tiles etc;complete; as per drawings, specification and authority requirement | Lump Sum | 1 | 27754.8895 | 27754.8895
3.012 | Installation of uPVC ducts including excavation, shuttering, reinforcement, concrete encasement, back filling, reinstatement, end caps, draw ropes, aluminium duct marker, warning tapes, cable tiles etc;complete; as per drawings, specification and authority requirement | Lump Sum | 1 | 16652.9337 | 16652.9337
Road Crossing uPVC Ducts for LV, FOC & CAT Cables
3.013 | Supply of uPVC ducts complete; as per drawings, specification and authority requirement | Lump Sum | 1 | 20913.6246 | 20913.6246
3.014 | Installation of uPVC ducts including excavation, shuttering, reinforcement, concrete encasement, back filling, reinstatement, end caps, draw ropes, aluminium duct marker, warning tapes, cable tiles etc;complete; as per drawings, specification and authority requirement | Lump Sum | 1 | 12548.1748 | 12548.1748
Manholes
3.015 | Manholes including excavation, backfilling, concrete works, blinding and screeds connection joints and protection coating to all internal concrete surfaces, waterproofing, cover & frame, complete in all respect as detailed on drawing and as per specification | Lump Sum | 1 | 110226.5132 | 110226.5132
Main Distribution Board (MDB)
3.016 | Supply, Main Distribution Board(MDB) complete including enclosure, bus bars, circuit breakers, and insulators, complete all as specified and as shown on drawings. | Lump Sum | 1 | 467481.0202 | 467481.0202
3.017 | Installed, connected, and tested, complete including enclosure, bus bars, circuit breakers, and insulators,complete all as specified and as shown on drawings. | Lump Sum | 1 | 24604.2642 | 24604.2642
Distribution Board(DB)
3.018 | Supply, Distribution board complete including enclosure, bus bars, circuit breakers, and insulators, complete all as specified and as shown on drawings. | Lump Sum | 1 | 14762.5585 | 14762.5585
3.019 | Install, Distribution board connected, and tested, complete including enclosure, bus bars, circuit breakers, and insulators,complete all as specified and as shown on drawings. | Lump Sum | 1 | 4173.021 | 4173.021
Single Pole and Neutral (SPN) Isolator 20A
3.02 | Supply, Single Pole and Neutral (SPN) Isolator 20A complete all as specified and as shown on drawings. | Lump Sum | 1 | 2509.635 | 2509.635
3.021 | Install, connected, and tested, Single Pole and Neutral (SPN) Isolator 20A complete all as specified and as shown on drawings. | Lump Sum | 1 | 1505.781 | 1505.781
Capacitor Bank 35 KVAR
3.022 | Supply, Capacitor Bank 35 KVAR complete all as specified and as shown on drawings. | Lump Sum | 1 | 14762.5585 | 14762.5585
3.023 | Install, connected, and tested, Capacitor Bank 35 KVAR complete all as specified and as shown on drawings. | Lump Sum | 1 | 9841.7057 | 9841.7057
Electrical Meter IP55 Metal Case Meter Enclosure Recessed on wall
3.024 | Supply, Electrical Meter 83A IP55 Metal Case Meter Enclosure Recessed on wall complete all as specified and as shown on drawings. | Lump Sum | 1 | 4920.8528 | 4920.8528
3.025 | Install, connected, and tested, Electrical Meter 83A IP55 Metal Case Meter Enclosure Recessed on wall complete all as specified and as shown on drawings. | Lump Sum | 1 | 1279.9138 | 1279.9138
LED SCREEN including Foundation
3.026 | Supply, LED SCREEN complete all as specified and as shown on drawings. | Lump Sum | 1 | 2133.1897 | 2133.1897
3.027 | Install, connected, and tested, LED SCREEN complete all as specified and as shown on drawings. | Lump Sum | 1 | 1279.9138 | 1279.9138
Telecommunication System
3.028 | Supply UPVC ducts complete; as per drawings, specification and authority requirement | Lump Sum | 1 | 3828.0298 | 3828.0298
3.029 | Installation of upvc ducts including excavation, back filling, reinstatement, end caps, draw ropes, aluminium duct marker, warning tapes etc;complete; as per drawings, specification and authority requirement | Lump Sum | 1 | 2296.8179 | 2296.8179
Manholes / Joint Boxes
3.03 | Construct Reinforced concrete Manholes complete including excavation, filling, Manhole concrete, formwork, water proofing, cover & frame etc. in accordance with drawings, specifications and authority requirements. | Lump Sum | 1 | 81966.3506 | 81966.3506
Telecom Box
3.031 | Supply, Telecom Box complete all as specified and as shown on drawings. | Lump Sum | 1 | 43488.6275 | 43488.6275
3.032 | Install, connected, and tested, Telecom Box including Foundation complete all as specified and as shown on drawings. | Lump Sum | 1 | 26093.1765 | 26093.1765
Main Distribution Frame (MDF)
3.033 | Supply, Main Distribution Frame (MDF) complete all as specified and as shown on drawings. | Lump Sum | 1 | 37644.5243 | 37644.5243
3.034 | Install, connected, and tested, Main Distribution Frame (MDF) including Foundation complete all as specified and as shown on drawings. | Lump Sum | 1 | 22586.7146 | 22586.7146
ANPR Camera ( Part of Tanker Management System) ( Mounted Height 3M )
3.035 | Supply, ANPR Camera ( Part of Tanker Management System) ( Mounted Height 3M ) complete all as specified and as shown on drawings. | Lump Sum | 1 | 30078.8114 | 30078.8114
3.036 | Install, ANPR Camera ( Part of Tanker Management System) ( Mounted Height 3M ) complete all as specified and as shown on drawings. | Lump Sum | 1 | 18047.2869 | 18047.2869
ANPR Camera Pole 3M Height
3.037 | Supply, Camera Pole 3M Height complete all as specified and as shown on drawings. | Lump Sum | 1 | 2927.9074 | 2927.9074
3.038 | Install, Camera Pole 3M Height including Foundation complete all as specified and as shown on drawings. | Lump Sum | 1 | 1756.7445 | 1756.7445
Road Crossing uPVC Ducts for Telecommunication Network
3.039 | Supply of uPVC ducts complete; as per drawings, specification and authority requirement | Lump Sum | 1 | 24741.6544 | 24741.6544
3.04 | Installation of uPVC ducts including excavation, shuttering, reinforcement, concrete encasement, back filling, reinstatement, end caps, draw ropes, aluminium duct marker, warning tapes, cable tiles etc;complete; as per drawings, specification and authority requirement | Lump Sum | 1 | 14844.9927 | 14844.9927
Area Lighting
3.041 | Supply, Flood Light complete all as specified and as shown on drawings. | Lump Sum | 1 | 23004.987 | 23004.987
3.042 | Install, connect, test Flood Light including complete all as specified and as shown on drawings. | Lump Sum | 1 | 13802.9922 | 13802.9922
3.043 | Supply, Landscape Lighting Pull Box complete all as specified and as shown on drawings. | Lump Sum | 1 | 8365.4498 | 8365.4498
3.044 | Install, connected, and tested, Landscape Lighting Pull Box complete all as specified and as shown on drawings. | Lump Sum | 1 | 5019.2699 | 5019.2699
3.045 | Supply, Lighting Pole of height 14M including luminaries complete all as specified and as shown on drawings. | Lump Sum | 1 | 60231.2388 | 60231.2388
3.046 | Install, connect and test Lighting Pole Height 14M including luminaries complete all as specified and as shown on drawings. | Lump Sum | 1 | 36138.7433 | 36138.7433
Distribution Board (Area Lighting)
3.047 | Supply,DB complete all as specified and as shown on drawings. | Lump Sum | 1 | 2857.6377 | 2857.6377
3.048 | Installed, connected, and tested, DB complete including enclosure, bus bars, circuit breakers, and insulators, etc... complete all as specified and as shown on drawings. | Lump Sum | 1 | 1714.5826 | 1714.5826
Road Crossing for Area lighting Cables
3.049 | Supply UPVC ducts complete; as per drawings, specification and authority requirement | Lump Sum | 1 | 7172.5367 | 7172.5367
3.05 | Installation of uPVC ducts including excavation, shuttering, reinforcement, concrete encasement, back filling, reinstatement, end caps, draw ropes, aluminium duct marker, warning tapes, cable tiles etc;complete; as per drawings, specification and authority requirement | Lump Sum | 1 | 4303.522 | 4303.522
Earthing
3.051 | Supply Earthing to Control Cabinet and poles including earth electrodes, earth pits and earthing cable from LCC or light pole to earth pit, complete as shown on drawing and as per specification | Lump Sum | 1 | 21382.0898 | 21382.0898
3.052 | Install Earthing to Control Cabinet and poles including earth electrodes, earth pits and earthing cable from LCC or light pole to earth pit, complete as shown on drawing and as per specification | Lump Sum | 1 | 12829.2539 | 12829.2539
Buildings
3.053 | MEP works for building includes Power, lighting, fire alarm, fire extinguishers, Emrgency Lighting, Earthing, HVAC & Drainage system; complete all as specified, as shown on the drawings and as per Engineer's approval. | Lump Sum | 1 | 246042.6422 | 246042.6422
EVSDS
3.054 | Supply LV EVSDS as per specification and Single Line Diagram approved by TAQA/TAQA complete with frequency converters, harmonic suppression equipment, etc. including witnessed factory tests all according to the TAQA/TAQA specifications, data sheets and drawings. | No. | 2 | 118100.4683 | 236200.9365
3.055 | Install LV EVSDS as per specification and Single Line Diagram approved by TAQA/TAQA complete with frequency converters, harmonic suppression equipment, etc. all according to the TAQA/TAQA specifications, data sheets and drawings. | No. | 2 | 54208.1149 | 108416.2299
LV DISTRIBUTION BOARD
3.056 | Supply suitably rated distribution boards and sub-distribution boards as per approved single line diagram and specification with all accessories for the power supply to all the electrical and instrumentation loads in pump station as per TAQA/TAQA specification. | Lump Sum | 1 | 24604.2642 | 24604.2642
3.057 | Install suitably rated distribution boards and sub-distribution boards as per approved single line diagram and specification with all accessories for the power supply to all the electrical and instrumentation loads in pump station as per TAQA/TAQA specification. | Lump Sum | 1 | 9841.7057 | 9841.7057
LV SWITCHGEAR/MCC
3.058 | Supply Low Voltage Switchboard/MCC including MCCBs, VFD, lighting distribution section, power factor correction equipment etc. complete with protection devices to feed all the electrical and instrument loads in the pump room and all the electrical loads connected to the LV Switchboard/MCC all according to the specifications, data sheet and drawings approved by TAQA Distribution. | Lump Sum | 1 | 73812.7927 | 73812.7927
3.059 | Install, testing, and commissioning of the Low Voltage Switchboard/MCC, including mounting in its designated location, alignment, cable termination for all incoming and outgoing feeders (power and control), interconnection with field equipment, functional testing, and commissioning. | Lump Sum | 1 | 9841.7057 | 9841.7057
LOCAL CONTROL PANELS
3.06 | Supply of Local control panel for all the main pumpsets with overriding capability to the PS control system to operate the pump station in local remote including distributed I/O station for the main pump sets all according to the specifications, drawings and operation & control philosophy: | No | 1 | 22511.4255 | 22511.4255
3.061 | Installation, testing, and commissioning of the Local Control Panel (LCP) and Distributed I/O station for main pump sets, including mounting, alignment, cable termination (power, signal, and communication), integration with field instruments and the main control system, and validation of local/remote control functionality. | No | 1 | 13506.8553 | 13506.8553
FIELD INSTRUMENTS FOR PUMPSTATION, DISCHARGE PIPING AND SURGE VESSEL
3.062 | Supply of field mounted pressure, temperature, speed, level and flow instruments complete with impulse lines, isolation valves, block and bleed valves, accessories, mounting racks, sun protection, enclosure boxes, JB, prefab cables etc. all according to specifications, finalized P&IDs, drawings and the operation and control philosophy. | Lump Sum | 1 | 53120.6065 | 53120.6065
3.063 | Install, testing, and commissioning of field-mounted pressure, temperature, speed, level, and flow instruments, complete with associated impulse lines, isolation valves, block and bleed valves, mounting racks, sun protection covers, instrument enclosure boxes, JB, prefabricated signal cables, and all necessary accessories. | Lump Sum | 1 | 31872.3639 | 31872.3639
COMMUNICATION SYSTEMS
Communication equipment all according to the specifications and drawings, comprising but not limited to the following :
3.064 | Supply of ETISALAT telephone system, including the EPABX alongwith the required number of extension at different location in the Pump Station including telephone sets and the provision for intercom, all as required. | Lump Sum | 1 | 14639.5372 | 14639.5372
3.065 | Install, testing, and commissioning of the complete ETISALAT telephone system including the EPABX unit, telephone handsets, interconnecting cables, termination at designated extension points across the pump station and configuration of intercom features all in accordance with project specifications, approved drawings, and communication system requirements. | Lump Sum | 1 | 8783.7223 | 8783.7223
JUNCTION BOXES/ENCLOSURES FOR INSTRUMENTS/EQUIPMENT INSIDE PUMPSTATION
3.066 | Supply of junction boxes with sufficient terminals plus 30% spares to allow multicore cabling all according to specifications. | Lump Sum | 1 | 8365.4498 | 8365.4498
3.067 | Install, testing, and commissioning of junction boxes for instruments and equipment inside the pump station, including mounting on supports or walls, termination of multicore cables, labeling, internal wiring, and provision of 30% spare terminals including all required accessories, coordination with cable routing systems, and compliance with project specifications, approved drawings, and installation standards. | Lump Sum | 1 | 5019.2699 | 5019.2699
INSTRUMENT & CONTROL CABLES FOR INSTRUMENTS/EQUIPMENT INSIDE PUMPSTATION
3.068 | Supply of all required power, signal and control cables complete with lugs, glands, conduits, ladders, trays, accessories, etc. all according to the specifications and drawings. | Lump Sum | 1 | 21495.8599 | 21495.8599
3.069 | Install all power, signal, and control cables for instruments and equipment inside the pump station, including laying, pulling, glanding, termination, dressing, labeling, and connection to junction boxes, panels, and field instruments including installation in trays, ladders, conduits, and supports, along with all necessary hardware and accessories, in accordance with the approved drawings, cable schedules, and project specifications. | Lump Sum | 1 | 12897.5159 | 12897.5159
CONTROL PANEL FOR PUMPHALL INTAKE FANS
3.07 | Supply ventilation control panel for the pumphall complete with thermostat and controller, alarms, temperature sensors, relays, meters, contactors, internal wiring, accessories all according to the specifications and drawings. | Lump Sum | 1 | 24604.2642 | 24604.2642
3.071 | Install, testing, and commissioning of the control panel for pumphall intake fans, including mounting, alignment, connection of all internal and external wiring, termination of power and control cables, and integration with temperature sensors, alarms, meters, relays, and contactors including configuration, functional testing, labeling, and compliance with all relevant drawings, specifications, and control requirements. | Lump Sum | 1 | 9841.7057 | 9841.7057
SPARE PARTS FOR ELECTRICAL EQUIPMENT
3.072 | Spare parts for sub-distribution boards complete as specified. | Lump Sum | 1 | 41827.2492 | 41827.2492
Temporary power supply
3.073 | Provision of temporary power supply including all necessary equipment, cables, connections, and distribution boards as required for the site. Contractor shall coordinate with TAQA/TAQA for all connection requirements, approvals, and inspections to ensure compliance with utility regulations. | Lump Sum | 1 | 83654.4984 | 83654.4984
| Total Costs for Bill No.3 excluding VAT (AED) |  |  |  | 2457049.4519
ABU DHABI DISTRIBUTION COMPANY PJSC
(TAQA Distribution )
Tender A-20669
Tender Title: Improvement of Exisiting Tanker Filling Station at Al Ain Area-
SWEIHAN

## SWEIHAN-Bill 04
Bill No.4, CONSTRUCTION OF PIPELINES
Sl.No | Description | UNIT | Quantity (Q) | Unit Rate AED (A) | Total Line Costs Ecxluding VAT B= AED (Q X A)
A- Construction of uPVC Pipeline
Construct Upvc pipeline as specified complete include installation of detectable warning tapes and other accessories as per specification. Rates shall include all costs for commissioning and handing over in full commercial operation. For the following pipelines
Upvc pipe line
4.001 | Upvc pipe line for Storm Water Works | Lump Sum | 1 | 1748.6467 | 1748.6467
4.002 | Upvc pipe line for Sewer Works | Lump Sum | 1 | 734.8947 | 734.8947
DI Pipelines
Construct the Ductile Iron (D.I) pipeline as per the approved specifications, including tie-in connection with the existing line using polyethylene sleeves and rubber gaskets, installation of detectable warning tapes, and all necessary accessories. The scope includes supply of all materials, labor, equipment, and consumables required for the complete installation, as well as testing for pressure and leakage, flushing, disinfection, commissioning, and handing over the system in full commercial operation. The quoted rates shall cover all associated costs to deliver a fully functional and operational pipeline in compliance with relevant standards and project requirements.
4.003 | DI Pipelines | Lump Sum | 1 | 57547.3817 | 57547.3817
Construction of PPR Pipeline
Construct PPR pipeline using butt fusion method as specified complete include installation of detectable warning tapes and other accessories as per specification. Rates shall include all costs for testing, flushing, disinfection, commissioning and handing over in full commercial operation.
4.004 | PPR pipe line | Lump Sum | 1 | 1004.2288 | 1004.2288
Construction of HDPE Pipeline
Construct the HDPE pipeline using the butt fusion method as per the approved specifications, complete with tie-in connections, installation of detectable warning tapes, and all necessary accessories. The scope shall include supply of all materials, equipment, and labor required for the complete installation. Rates shall cover all associated costs for testing, flushing, disinfection, commissioning, and handing over the system in full commercial operation, in compliance with project and industry standards.
4.005 | HDPE pipeline | Lump Sum | 1 | 12046.2478 | 12046.2478
Exta over item For pipeline construction items for installation of D.I, PPR, HDPE & uPVC fittings complete (such as restrained couplings, bends, tees, reducers, reducing flanges, Lange spigot pieces, flange socket pieces, quick dismantling joints, flanged adaptors, socket connectors, tied dismantling joints, blank flanges, double flanged extension pieces, adjustable S bends, duck foot elbows, flanged pipe pieces with anchor flange, transition pieces, collars, stepped couplings, and caps, restraining glands, etc.) for the following pipes:
uPVC Fittings
4.006 | uPVC pipe line for Storm Water Works | Lump Sum | 1 | 2470.237 | 2470.237
4.007 | uPVC pipe line for Sewerage Works | Lump Sum | 1 | 1069.1982 | 1069.1982
DI Pipelines
4.008 | DI Pipelines | Lump Sum | 1 | 56354.8634 | 56354.8634
PPR Pipelines
4.009 | PPR Pipelines | Lump Sum | 1 | 2394.6803 | 2394.6803
HDPE pipeline
4.01 | HDPE pipeline | Lump Sum | 1 | 12046.2478 | 12046.2478
Exta over item pipeline construction for installation of flanged valves, gate valves, flowmeters, control valves, etc. including all the accessories as per the specification.
4.011 | Flow Meter Validation Unit | Lump Sum | 1 | 37477.2153 | 37477.2153
4.012 | Settlement Type Electromagnetic Flow Meter | Lump Sum | 1 | 34369.8857 | 34369.8857
4.013 | Control Valve | Lump Sum | 1 | 26627.7354 | 26627.7354
4.014 | Check Valve | Lump Sum | 1 | 4389.9672 | 4389.9672
4.015 | Manual Butterfly Valve | Lump Sum | 1 | 3724.5459 | 3724.5459
4.016 | Manual Check Valve | Lump Sum | 1 | 5512.0752 | 5512.0752
4.017 | Electromagnetic Flow Meter | Lump Sum | 1 | 92388.1551 | 92388.1551
4.018 | Gate Valve | Lump Sum | 1 | 44587.513 | 44587.513
Service Connections
Installation of Pipework for Service Connections
Construct of New Tapping : Work includes Hand excavation, dewatring,and installation of new saddle strap & ferrule/pressure tapping tee with extra long outlet with all required fittings and supply of installation of moulding compound warping tap & polythene sleeve for protection of saddle & ferrule,backfilling and shutdown of distribution etc.all as per TAQA Specification.
4.019 | Tapping in HDPE Main line | Lump Sum | 1 | 8030.8318 | 8030.8318
Construct reinforced concrete encased Socket type uPVC DUCTS for the areas under car pass, for the proposed polyethylene house connection pipes, including the supply of uPVC pipe used for protection and all other materials complete with uPVC end cap at each duct end, duct end sealing, bituminous painting of concrete, excavation by hand, dewatering, backfilling and provision of 10 mm dia. pulling rope for installation of polyethylene house connection pipes etc. all as per TAQA Specification and Tender Drawings and as directed by TAQA ENGINEER :
4.02 | Reinforce concrete encasement for uPVC pipes for Storm Water Works | Lump Sum | 1 | 18738.6076 | 18738.6076
| Total Costs for Bill No.4 excluding VAT (AED) |  |  |  | 423263.1585
ABU DHABI DISTRIBUTION COMPANY PJSC (TAQA Distribution )
Tender A-20669
Tender Title: Improvement of Exisiting Tanker Filling Station at Al Ain Area-
SWEIHAN

## SWEIHAN-Bill 05
Bill No.5, INSTRUMENTATION AND CONTROL/ SCADA
Sl.No | Description | UNIT | Quantity (Q) | Unit Rate AED (A) | Total Line Costs Ecxluding VAT B= AED (Q X A)
TANKER CONTROL SYSTEM/WorkStation
CONTROL SYSTEM
5.001 | Dual system servers including but not limited to, CPU, HDD, keyboard mouse, DVDD, USB drive, software interface devices. | No | 1 | 124949.7049 | 124949.7049
5.002 | Operator workstation including but not limited to, two computers each 21" LCD monitor, CPU, keyboard, mouse, interface devices, 2 GB RAM min., HDD, USB drive, DVDD etc. including one printer. | No | 1 | 40667.7978 | 40667.7978
5.003 | Electronic cabinets including but not limited to, one dual redundant, PLC, communication and power supply modules, interface/signal/alarm etc. modules alongwith suitable communication equipment. | No | 1 | 513387.6564 | 513387.6564
5.004 | Redundant secured communication network, bus and interfaces and other auxiliaries, as required | Lump Sum | 1 | 115153.7632 | 115153.7632
5.005 | Software packages including but not limited to the original license including all application, engineering and HMI software, configuration software etc., as required. | Lump Sum | 1 | 419627.6946 | 419627.6946
5.006 | Field Process Unit, which consists of flow computer with card reader, push buttons for Start / Stop, Emergency push button, lamps for indication, remote I/O module/RTU | No | 4 | 187775.9063 | 751103.6251
5.007 | Start / Stop Panel for Manual Tanker Filling Operation as specified | No | 4 | 3588.778 | 14355.1119
5.008 | Fiscal Ticket Printers for printing the prepaid cards etc. as required showing tanker information , volume and amount. To be installed in Customer Service Unit of the office building | No | 2 | 29513.307 | 59026.614
5.009 | Supply and Install A3 & A4 printer | Lump Sum | 1 | 7968.9275 | 7968.9275
5.01 | Supply and Install UPS as required | Lump Sum | 1 | 119528.8934 | 119528.8934
CONTROL SYSTEM FOR PUMP STATION
Supply Control System, RTU/PLC with HMI to be connected to Tanker Filling Station main SCADA complete with witnessed factory tests all according to the specifications, data sheets, drawings and process & control philosophy, comprising but not limited to the following :
5.009 | Consoles, 2 telephone sets and all auxiliaries. | Lump Sum | 1 | 79685.929 | 79685.929
5.011 | Distributed I/O modules with enclosures connected to hot standby PPLC for Tanker Filling Station | Lump Sum | 1 | 373835.2222 | 373835.2222
5.012 | Redundant communication network, bus and interfaces and other auxiliaries, as required | Lump Sum | 1 | 39842.9645 | 39842.9645
| LEVEL SWITCHES |  |  |  | 0
5.013 | Supply of level switches of suitable type for tanker overflow detection complete with cable and other installation accessories to be installed on the filling hose. | No. | 4 | 14221.2647 | 56885.0589
5.014 | ACCESS CONTROL SYSTEM
5.015 | Proximity Card Reader Unit / including all accessories required for installing at the entrance of the station, complete with power supply unit, modules etc and all other accessories as required for communication to centralised loading system PLC. | No | 2 | 99607.4112 | 199214.8224
5.016 | Motorised boom including warning beacons, audible alram and all other accessries, to be installed at the entrance and exit of the station as required including interfaces with the loading system PLC. | No | 2 | 119528.8934 | 239057.7869
5.017 | Display units for bay identifcation and driver information including all required accessories and interfaces. | No | 6 | 39842.9645 | 239057.7869
SPARE PARTS FOR I & C SYSTEM & F.O CABLE
SPARE FOR THE FIELD INSTRUMENTS
5.018 | Electromagnetic flowmeter transmitter. | No | 1 | 55541.5676 | 55541.5676
5.019 | Pressure transmitter (One from each range selected) | No | 1 | 7528.9049 | 7528.9049
5.02 | Differential pressure switch, one no. for the highest range selected. | No | 1 | 11910.7275 | 11910.7275
5.021 | Pressure gauge, one no. for each range selected. | No | 1 | 1425.4727 | 1425.4727
5.022 | Level Switches | No | 1 | 8345.3728 | 8345.3728
SPARES FOR CONTROL AND SCADA SYSTEM
5.023 | The number of spare equipment modules shall be 5% of the installed units, rounded upto the nearest integer i.e. CPU, CP, power supply modules, I/O modules of each type, bus controller, fibre optic interfaace modules, all communication device and modules etc. alongwith 10% spare hardware accessories like relays, batteries, MCB's, etc, and EPROM/EEPROM shall be 2 minimum of each type. | Lump Sum | 1 | 239057.7869 | 239057.7869
SPARE FOR F.O. CABLE SYSTEM
5.024 | Fibre optical splicing kit, 1 set for tap off location. | Lump Sum | 1 | 103296.5746 | 103296.5746
5.025 | 10% minimum F.O. interfacing module/component of each type installed at the F.O. system cabinet/panel including interfacing module, power supply module, patch panel etc. | Lump Sum | 1 | 44269.9605 | 44269.9605
5.026 | Recommended consumables for 2 years trouble free operation | Lump Sum | 1 | 44269.9605 | 44269.9605
5.027 | SCADA System Integration with existing main SCADA and Customer care and Billing System ( CC&B) | Lump Sum | 1 | 49208.5284 | 49208.5284
| Total Costs for Bill No.5 excluding VAT (AED) |  |  |  | 3958204.2159
ABU DHABI DISTRIBUTION COMPANY PJSC
(TAQA Distribution )
Tender A-20669
Tender Title: Improvement of Exisiting Tanker Filling Station at Al Ain Area-
SWEIHAN

## DAYWORKS-Bill 06
Bill No.6, DAYWORKS
Sl.No | Description | UNIT | Quantity (Q) | Unit Rate AED (A) | Total Line Costs Ecxluding VAT B= AED (Q X A)
The items included in this schedule form part of the Tender and the Contractor shall price each item. The rates inserted shall generally be in accordance with the Contractor's rates and prices included in the Bills of Quantities
The rates for labour for daywork, including operators, drivers, attendants, banksmen, etc., priced with the items of plant shall be for the cost of wages, accommodation, messing and all insurances required under the Conditions of Contract, all indemnities and additional payments required under any laws, regulations or orders of the Government of the UAE relating to the employment of labour, recruiting, transport and repatriation of expatriate labour, transporting labour to and about the site, 'site supervision and staff (including engineer, agent, general foreman, other foremen and charge hands not working with their hands, timekeepers, surveyors and clerks), small tools (such as picks, shovels, barrows, trowels, ladders, 'hammers, chisels, concrete vibrators, disk cutters and all items of a like nature), head office and other overhead charges and profit.
Rates for Labour and Equipment
These rates shall be utilized only if instructed by the Owner and certified by the Engineer
6.01 | Labour Rate (All Trades)
6.01.1 | Foreman | Hr | 10 | 37.5 | 375
6.01.2 | Surveyor | Hr | 60 | 45 | 2700
6.01.3 | Skilled (Operators, Tradesmen) | Hr | 20 | 30 | 600
6.01.4 | Semi-skilled (Helper) | Hr | 30 | 22.5 | 675
6.01.5 | Unskilled (Labourer) | Hr | 60 | 15 | 900
6.02 | Equipment Rate
6.02.1 | Front End Loader (3 cu.m) | Hr | 5 | 270 | 1350
6.02.2 | Excavator (225) | Hr | 10 | 37.5 | 375
6.02.3 | Tractor Shovel with Backhoe (JCB) | Hr | 10 | 45 | 450
6.02.4 | Pick-up 1½ ton | Hr | 10 | 180 | 1800
6.02.5 | Truck up to 3 Tons | Hr | 10 | 270 | 2700
6.02.6 | Truck over 3 and up to 10 tons | Hr | 10 | 315 | 3150
6.02.6 | Truck over 10 tons and up to 20 tons | Hr | 10 | 525 | 5250
6.02.8 | Truck up to 10 tons with HIAB type crane | Hr | 10 | 375 | 3750
6.02.9 | Truck with trailer up to 20 tons | Hr | 20 | 420 | 8400
6.02.10 | Heavy Duty Roller 40 Tons | Hr | 5 | 570 | 2850
6.02.11 | Light Duty Roller 11 Tons | Hr | 5 | 330 | 1650
6.02.12 | Heavy Compactor | Hr | 5 | 450 | 2250
6.02.13 | Light Compactor | Hr | 5 | 180 | 900
6.02.14 | Air Compressor up to 250 cfm | Hr | 20 | 270 | 5400
6.02.15 | Concrete Mixer | Hr | 20 | 127.5 | 2550
6.02.16 | Concrete Pump | Hr | 20 | 1012.5 | 20250
6.02.16 | Welding Set with Generator | Hr | 20 | 105 | 2100
6.02.18 | Dewatering Pump (150-200mm dia) | Hr | 100 | 105 | 10500
6.02.19 | Set of Well Points | Hr | 10 | 630 | 6300
6.02.20 | Discharge Pipeline (200m) (150-200mm dia) | Hr | 20 | 180 | 3600
6.02.21 | Crane up to 5 Tons | Hr | 5 | 180 | 900
6.02.22 | Crane over 5 and up to 25 Tons | Hr | 5 | 420 | 2100
6.02.23 | Crane over 25 and up to 65 Tons | Hr | 5 | 1020 | 5100
6.02.24 | Pump (50-100mm dia) with 200 metres of flexible discharge hose | Hr | 5 | 480 | 2400
6.02.25 | Tanker for water up to 1000 gals | Hr | 10 | 90 | 900
6.02.26 | Tanker for water over 1000 and up to 3000 gals | Hr | 10 | 132 | 1320
6.02.26 | Grader | Hr | 10 | 255 | 2550
6.02.28 | Side Boom | Hr | 10 | 675 | 6750
6.02.29 | Dumper | Hr | 10 | 127.5 | 1275
6.03 | Materials - Civil
6.03.1 | Supply sulphate resisting cement | kg | 500 | 0.75 | 375
6.03.2 | Sand as specified | cu.m. | 5 | 60 | 300
6.03.3 | Supply aggregate maximum size 10mm as specified | cu.m. | 5 | 75 | 375
6.03.4 | Ditto maximum size 20 mm | cu.m. | 5 | 90 | 450
6.03.5 | Ditto maximum size 40mm | cu.m. | 5 | 360 | 1800
6.03.6 | Blinding concrete including placing | cu.m. | 2 | 360 | 720
6.03.6 | Mass in-situ concrete including placing | cu.m. | 5 | 450 | 2250
6.03.8 | Reinforced in-situ concrete including placing | cu.m. | 10 | 630 | 6300
6.03.9 | 10mm diameter un coated mild steel bar reinforcement | Tons | 0.5 | 3750 | 1875
6.03.10 | Uncoated high yield steel up to 16 mm dia. | Tons | 0.5 | 4050 | 2025
6.03.11 | Uncoated high yield steel exceeding 16 mm dia. | Tons | 0.5 | 3900 | 1950
6.03.12 | A.393 mesh reinforcement of uncoated high yield steel | sq.m | 0.5 | 63 | 31.5
6.03.13 | Soft wood for formwork | cu.m | 0.5 | 937.5 | 468.75
6.03.14 | Plywood for formwork | sq.m | 20 | 120 | 2400
6.03.15 | 100 mm thick solid blockwork (supply only) | sq.m | 10 | 3.75 | 37.5
6.03.16 | 200 mm thick solid blockwork (supply only) | sq.m | 10 | 4.65 | 46.5
6.03.16 | 200mm thick Hollow blockwork (supply only) | sq.m | 20 | 3 | 60
6.03.18 | 100 mm thick Hollow blockwork (supply only) | sq.m | 10 | 2.475 | 24.75
6.03.19 | 100mm thick interlocking vehicular paving tiles | sq.m | 10 | 112.5 | 1125
6.03.20 | 80mm thick interlocking vehicular paving tiles | sq.m | 5 | 97.5 | 487.5
6.03.21 | 60mm thick interlocking pedestrian paving tiles | sq.m | 10 | 82.5 | 825
6.03.22 | Copper water pipe 50 mm dia | m | 10 | 180 | 1800
6.03.23 | uPVC drainage pipes of 150 mm dia | m | 10 | 127.5 | 1275
6.03.24 | uPVC slotted drainage pipes of 150 mm dia | m | 10 | 142.5 | 1425
6.03.25 | uPVC drainage pipes of 300 mm dia. | m | 10 | 240 | 2400
6.03.26 | Sweet sand in 300mm thick layer including compost and grass seed | sq.m | 10 | 52.5 | 525
6.03.26 | 20mm single size aggregate for bedding and surround to drain pipes | cu.m | 10 | 270 | 2700
6.04 | Laboratory Tests
6.04.1 | Total Sulphates, Total Chlorides and pH test on ground water samples | No. | 1 | 525 | 525
6.04.2 | Total Sulphates, Total Chlorides, Organic Matter content and pH test on soil sample | No. | 1 | 600 | 600
6.04.3 | Drained Shear Box Test on non-cohesive soil sample at 5 different vertical pressures | No. | 1 | 1800 | 1800
6.04.4 | Particle Size distribution on non-cohesive soil samples | No. | 1 | 375 | 375
6.04.5 | Under drained triaxial compression test on cohesive soil sample at 3 different lateral pressures | No. | 1 | 3300 | 3300
6.04.6 | Compaction Test | No. | 1 | 750 | 750
6.04.6 | Consolidation Test | No. | 1 | 1800 | 1800
6.04.8 | Uniaxial compressive strength on rock samples | No. | 1 | 750 | 750
6.04.9 | Moisture content | No. | 1 | 150 | 150
6.04.10 | Bulk and Dry Density | No. | 1 | 300 | 300
6.04.11 | Liquid Limit, Plastic Limit and Plasticity Index | No. | 1 | 375 | 375
6.04.12 | Linear Shrinkage | No. | 1 | 300 | 300
6.04.13 | Specific Gravity | No. | 1 | 375 | 375
6.04.14 | Drained Triaxial Test (up to 6 day test period) | No. | 1 | 4500 | 4500
6.04.15 | Uniaxial Compressive Test | No. | 1 | 750 | 750
6.04.16 | In-situ Vane Test | No. | 1 | 1350 | 1350
| Total Costs for Bill No.6 excluding VAT (AED) |  |  |  | 166171.5
ABU DHABI DISTRIBUTION COMPANY PJSC
(TAQA Distribution )
Tender A-20669
Tender Title: Improvement of Exisiting Tanker Filling Station at Al Ain Area-